## Logger Hohes Holz
variable description | counter | sensor type | depth/height (m) | sap wood depth (cm) | species (engl.) | DBH (for each year) [cm] | date start | date end | logger/data acquisition | level 1 data file name | headerout (logger) | headerout | units | headerout (final) | ICOS variable name | headerout (DB) | database ID | Umweltkompartiment | Probemedium | Physikalische Eigenschaft | Beobachtungsart | Zusätzliche Sensornummer | Zusätzliche Bezeichnung | Messort | Eddypro Label | musica | Min | Max | Obs_Min | Obs_Max | derived/influenced variables | compare with/emergency replacement | remarks | coordinates x | coordinates y | final units | maximum percentage of missing data for flag 1 daily | maximum percentage of missing data for flag 2 daily | Flag_0 | Flag_1 | Flag_2 | Flag_3 | Flag_4 | Flag_5 | Flag_6 | Flag_7 | Flag_8 | Alert_1 | Alert_2 | Alert_3 | comment
actual vapour pressure 33m (from Tair33HMP and RH33HMP) | 1 |  | 33 |  |  |  | 2014-09-18 14:30 | 2019-03-07 14:10 | T2 | CR1T2_T2_YYYY_MM_DD_hhmm.level1.csv | derived | VPact33 | hPa | VPact33 [hPa] |  | WeatherVaporpressure33mAvg10Min_act | c4938af6393cf | Atmosphäre |  | Dampfdruck | Average |  | _act | Turm Hohes Holz | [5 empty] | VPmax33 | Tair33HMP RH33HMP |  |  | 652261.8 | 5772996.3 |  |  |  | Flag_0: maintenance; Flag_1: man_flag; Flag_2: undef; Flag_3: limits; Flag_4: derived
actual vapour pressure 38m (from Tair38HMP and RH38HMP) |  |  | 38 |  |  |  | 2019-03-07 14:20 |  | T2 | CR1T2_T2_YYYY_MM_DD_hhmm.level1.csv | derived | VPact38 | hPa | VPact38 [hPa] | [9 empty] | Turm Hohes Holz | [6 empty] | Tair38HMP RH38HMP |  |  | 652261.8 | 5772996.3 |  |  |  | Flag_0: maintenance; Flag_1: man_flag; Flag_2: undef; Flag_3: limits; Flag_4: derived
actual vapour pressure 50m from Tair50HMP and RH50HMP | 2 |  | 49 |  |  |  | 2014-06-04 17:40 |  | T1 | CR3T1_T1_YYYY_MM_DD_hhmm.level1.csv | derived | VPact50 | hPa | VPact50 [hPa] |  | WeatherVaporpressure49mAvg10Min_act | 200867687d0d1 | Atmosphäre |  | Dampfdruck | Average |  | _act | Turm Hohes Holz | [6 empty] | Tair50HMP RH50HMP |  |  | 652261.8 | 5772996.3 |  |  |  | Flag_0: maintenance; Flag_1: man_flag; Flag_2: undef; Flag_3: limits; Flag_4: derived
actual vapour pressure 8m from Tair08WXT and RH08WXT | 3 |  | 8 |  |  |  | 2014-06-20 09:20 |  | T3 | CR1T3_T3_YYYY_MM_DD_hhmm.level1.csv | derived | VPact08 | hPa | VPact08 [hPa] |  | WeatherVaporpressure8mAvg10Min_act | 7565ad123bdea | Atmosphäre |  | Dampfdruck | Average |  | _act | Turm Hohes Holz | [6 empty] | Tair08WXT RH08WXT |  |  | 652261.8 | 5772996.3 |  |  |  | Flag_0: maintenance; Flag_1: man_flag; Flag_2: undef; Flag_3: limits; Flag_4: derived
air density 50m from Tair50HMP RH50HMP airpres50 | 4 |  | 49 |  |  |  | 2014-06-26 13:50 |  | T1 | CR3T1_T1_YYYY_MM_DD_hhmm.level1.csv | derived | rho50 | kg/m3 | rho50 [kg/m3] |  | WeatherAirdensity49mAvg10Min | 200867687d0d1 | Atmosphäre |  | Luftdichte | Average |  |  | Turm Hohes Holz | [6 empty] | Tair50HMP RH50HMP airpres50 |  |  | 652261.8 | 5772996.3 |  |  |  | Flag_0: maintenance; Flag_1: man_flag; Flag_2: undef; Flag_3: limits; Flag_4: derived
air density 8m (from airpres08WXT Tair08PT RH08WXT) | 5 |  | 8 |  |  |  | 2014-06-20 09:20 |  | T3 | CR1T3_T3_YYYY_MM_DD_hhmm.level1.csv | derived | rho08 | kg/m3 | rho08 [kg/m3] |  | WeatherAirdensity8mAvg10Min | 7565ad123bdea | Atmosphäre |  | Luftdichte | Average |  |  | Turm Hohes Holz | [6 empty] | airpres08WXT Tair08PT RH08WXT |  |  | 652261.8 | 5772996.3 |  |  |  | Flag_0: maintenance; Flag_1: man_flag; Flag_2: undef; Flag_3: limits; Flag_4: derived
air pressure (WXT- 2m) | 6 |  | 2 |  |  |  | 2013-01-29 15:10 | 2014-06-20 | BC3 | CR1BC3_WXT_YYYY_MM_DD_hhmm.dat | AirPressure | airpres02WXT | hPa | airpres02WXT [hPa] |  | WeatherAirpressure2mAvg10Min | 66dd8384ba380 | Atmosphäre |  | Luftdruck | Average |  |  | logger_BC3 |  |  | 920 | 1050 | [5 empty] | 652195.5712 | 5772980.9206 |  |  |  | Flag_0: maintenance; Flag_1: man_flag; Flag_2: undef; Flag_3: limits; Flag_4: MAD deriv=0 z=7 length=90d; Flag_5: constant length=10h eps=0.01
air pressure (WXT- 8m) | 7 |  | 8 |  |  |  | 2014-06-20 09:20 |  | T3 | CR1T3_T3_YYYY_MM_DD_hhmm.level1.csv | airpres08_WXT | airpres08WXT | hPa | airpres08WXT [hPa] |  | WeatherAirpressure8mAvg10Min | 7565ad123bdea | Atmosphäre |  | Luftdruck | Average |  |  | Turm Hohes Holz |  |  | 920 | 1050 |  |  | Tpot01 Tpot02 Tpot04 Tpot08 sh08 rho08 H2Oc08 | airpres50 airpres_KS1 |  | 652261.8 | 5772996.3 |  | 20 | 50 | Flag_0: maintenance; Flag_1: man_flag; Flag_2: undef; Flag_3: limits; Flag_4: MAD deriv=0 z=7 length=90d; Flag_5: constant length=10h eps=0.01; Alert_1: diff(airpres08WXT-airpres50>10)
air pressure 50m | 8 |  | 49 |  |  |  | 2014-06-26 13:50 |  | T1 | CR3T1_T1_YYYY_MM_DD_hhmm.level1.csv | airpres | airpres50 | hPa | airpres50 [hPa] | PA_1_1_1 | WeatherAirpressure49mAvg10Min | 200867687d0d1 | Atmosphäre |  | Luftdruck | Average |  |  | Turm Hohes Holz | Pa_1_1_1 | pairh | 920 | 1050 |  |  | sh50 rho50 Tpot50 H2Oc50 sh33 rho33 Tpot33 H2Oc33 | airpres08WXT airpres_back airpres_KS1 |  | 652261.8 | 5772996.3 |  | 20 | 50 | Flag_0: maintenance; Flag_1: man_flag; Flag_2: undef; Flag_3: limits; Flag_4: MAD deriv=0 z=7 length=90d; Flag_5: constant length=15h eps=0.01; Alert_1: diff(airpres08WXT-airpres50>10)
air rel humidity (HMP- 33m) | 9 |  | 33 |  |  |  | 2014-07-09 07:40 | 2019-03-07 14:10 | T2 | CR1T1_T2_YYYY_MM_DD_hhmm.level1.csv | RH33_HMP | RH33HMP | % | RH33HMP [%] |  | WeatherRelativehumidity33mAvg10Min | c4938af6393cf | Atmosphäre |  | Relative Luftfeuchte | Average |  |  | Turm Hohes Holz |  |  | 0 | 105 |  | 100 | VPact33 VPdef33 Tdew33 sh33 rho33 H2Oc33 |  |  | 652261.8 | 5772996.3 |  | 20 | 50 | Flag_0: maintenance; Flag_1: man_flag; Flag_2: undef; Flag_3: limits; Flag_4: HMPFan33 off
air rel humidity (HMP- 38m) |  |  | 38 |  |  |  | 2019-03-07 14:20 |  | T2 | CR1T1_T2_YYYY_MM_DD_hhmm.level1.csv | RH33_HMP | RH38HMP | % | RH38HMP [%] | [9 empty] | Turm Hohes Holz |  |  | 0 | 105 |  | 100 | VPact38 VPdef38 Tdew38 sh38 rho38 H2Oc38 |  |  | 652261.8 | 5772996.3 |  | 20 | 50 | Flag_0: maintenance; Flag_1: man_flag; Flag_2: undef; Flag_3: limits; Flag_4: HMPFan38 off
air rel humidity (HMP- 50m) | 10 |  | 49 |  |  |  | 2014-06-04 |  | T1 | CR3T1_T1_YYYY_MM_DD_hhmm.level1.csv | RH50 | RH50HMP | % | RH50HMP [%] | RH_1_1_1 | WeatherRelativehumidity49mAvg10Min | 200867687d0d1 | Atmosphäre |  | Relative Luftfeuchte | Average |  |  | Turm Hohes Holz | RH_1_1_1 |  | 0 | 106 |  | 100 | VPact50 VPdef50 Tdew50 sh50 rho50 H2Oc50 Heating_CNR4 | RH50_mir |  | 652261.8 | 5772996.3 |  | 20 | 50 | Flag_0: maintenance; Flag_1: man_flag; Flag_2: undef; Flag_3: limits; Flag_4: HMPFan50 off; Flag_5: constant length=15h eps=0.01
air rel humidity (WXT- 2m) | 11 |  | 2 |  |  |  | 2013-09-16 | 2014-06-20 | BC3 | CR1BC3_WXT_YYYY_MM_DD_hhmm.dat | RelHumidity | RH02WXT | % | RH02WXT [%] |  | WeatherRelativehumidity2mAvg10Min | 66dd8384ba380 | Atmosphäre |  | Relative Luftfeuchte | Average |  |  | logger_BC3 |  |  | 0 | 105 |  | 100 |  |  |  | 652195.5712 | 5772980.9206 |  |  |  | Flag_0: maintenance; Flag_1: man_flag; Flag_2: undef; Flag_3: limits
air rel humidity (WXT- 8m) | 12 |  | 8 |  |  |  | 2014-06-19 17:50 |  | T3 | CR1T3_T3_YYYY_MM_DD_hhmm.level1.csv | RH08_WXT | RH08WXT | % | RH08WXT [%] |  | WeatherRelativehumidity8mAvg10Min | 7565ad123bdea | Atmosphäre |  | Relative Luftfeuchte | Average |  |  | Turm Hohes Holz |  |  | 0 | 105 |  | 100 | VPact08 VPdef08 Tdew08 sh08 rho08 H2Oc08 |  |  | 652261.8 | 5772996.3 |  | 20 | 50 | Flag_0: maintenance; Flag_1: man_flag; Flag_2: undef; Flag_3: limits
air temperature (HMP- 33m) | 13 |  | 33 |  |  |  | 2014-07-09 07:40 | 2019-03-07 14:10 | T2 | CR1T1_T2_YYYY_MM_DD_hhmm.level1.csv | Tair33_HMP | Tair33HMP | degC | Tair33HMP [degC] |  | WeatherAirtemperature33mAvg10Min_hmp | c4938af6393cf | Atmosphäre |  | Lufttemperatur | Average |  | _hmp | Turm Hohes Holz |  |  | -35 | 50 |  |  | VPmax33 VPact33 VPdef33 Tdew33 sh33 rho33 Tpot33 H2Oc33 | Tair33PT |  | 652261.8 | 5772996.3 |  | 20 | 50 | Flag_0: maintenance; Flag_1: man_flag; Flag_2: undef; Flag_3: limits; Flag_4: HMPFan33 off; Flag_5: MAD deriv=0 z=7 length=180d
air temperature (HMP- 38m) | 13 |  | 38 |  |  |  | 2019-03-07 14:20 |  | T2 | CR1T1_T2_YYYY_MM_DD_hhmm.level1.csv | Tair33_HMP | Tair38HMP | degC | Tair38HMP [degC] | [9 empty] | Turm Hohes Holz |  |  | -35 | 50 |  |  | VPmax38 VPact38 VPdef38 Tdew38 sh38 rho38 Tpot38 H2Oc38 | Tair38PT |  | 652261.8 | 5772996.3 |  | 20 | 50 | Flag_0: maintenance; Flag_1: man_flag; Flag_2: undef; Flag_3: limits; Flag_4: HMPFan38 off; Flag_5: MAD deriv=0 z=7 length=180d
air temperature (HMP- 50m) | 14 |  | 49 |  |  |  | 2014-06-04 |  | T1 | CR3T1_T1_YYYY_MM_DD_hhmm.level1.csv | Tair50 | Tair50HMP | degC | Tair50HMP [degC] | TA_1_1_1 | WeatherAirtemperature49mAvg10Min_hmp | 200867687d0d1 | Atmosphäre |  | Lufttemperatur | Average |  | _hmp | Turm Hohes Holz | Ta_1_1_1 | tair | -35 | 50 |  |  | VPmax50 VPact50 VPdef50 Tdew50 sh50 rho50 Tpot50 H2Oc50 | Tair50_mir Tair33HMP |  | 652261.8 | 5772996.3 |  | 20 | 50 | Flag_0: maintenance; Flag_1: man_flag; Flag_2: undef; Flag_3: limits; Flag_4: HMPFan50 off; Flag_5: MAD deriv=0 z=7 length=180d
air temperature (PT1000- 49m) | [8 empty] | T1 |  |  | Tair49PT | degC |  | TA_1_1_2 | [7 empty] | _pt | Turm Hohes Holz |  |  | -35 | 50 | [5 empty] | 652261.8 | 5772996.3 |  | 20 | 50 | Flag_0: maintenance; Flag_1: man_flag; Flag_2: undef; Flag_3: limits; Flag_4: MAD deriv=0 z=7 length=180d
air temperature (PT1000- 14.2m) | 15 |  | 14.2 |  |  |  | 2014-07-09 07:40 |  | T2 | CR1T1_T2_YYYY_MM_DD_hhmm.level1.csv | PRTRs_Ro14 | Tair14PT | degC | Tair14PT [degC] | TA_1_5_1 | WeatherAirtemperature14_2mAvg10Min_pt | c4938af6393cf | Atmosphäre |  | Lufttemperatur | Average |  | _pt | Turm Hohes Holz |  |  | -35 | 50 |  |  | VPmax14 |  |  | 652261.8 | 5772996.3 |  |  |  | Flag_0: maintenance; Flag_1: man_flag; Flag_2: undef; Flag_3: limits; Flag_4: MAD deriv=0 z=7 length=180d
air temperature (PT1000- 1m) | 16 |  | 1 |  |  |  | 2014-06-19 17:50 |  | T3 | CR1T3_T3_YYYY_MM_DD_hhmm.level1.csv | PRTRs_Ro01 | Tair01PT | degC | Tair01PT [degC] | TA_1_10_1 | WeatherAirtemperature1mAvg10Min_pt | 7565ad123bdea | Atmosphäre |  | Lufttemperatur | Average |  | _pt | Turm Hohes Holz |  |  | -35 | 50 |  |  | VPmax01 Tpot01 | Tair02PT |  | 652261.8 | 5772996.3 |  |  |  | Flag_0: maintenance; Flag_1: man_flag; Flag_2: undef; Flag_3: limits; Flag_4: MAD deriv=0 z=7 length=180d
air temperature (PT1000- 22m) | 17 |  | 22 |  |  |  | 2014-07-09 07:40 |  | T2 | CR1T1_T2_YYYY_MM_DD_hhmm.level1.csv | PRTRs_Ro22 | Tair22PT | degC | Tair22PT [degC] | TA_1_4_1 | WeatherAirtemperature22mAvg10Min_pt | c4938af6393cf | Atmosphäre |  | Lufttemperatur | Average |  | _pt | Turm Hohes Holz |  |  | -35 | 50 |  |  | VPmax22 |  |  | 652261.8 | 5772996.3 |  |  |  | Flag_0: maintenance; Flag_1: man_flag; Flag_2: undef; Flag_3: limits; Flag_4: MAD deriv=0 z=7 length=180d
air temperature (PT1000- 29m) | 18 |  | 29 |  |  |  | 2014-07-09 07:40 |  | T2 | CR1T1_T2_YYYY_MM_DD_hhmm.level1.csv | PRTRs_Ro29 | Tair29PT | degC | Tair29PT [degC] | TA_1_3_1 | WeatherAirtemperature29mAvg10Min_pt | c4938af6393cf | Atmosphäre |  | Lufttemperatur | Average |  | _pt | Turm Hohes Holz |  |  | -35 | 50 |  |  | VPmax29 | Tair33HMP |  | 652261.8 | 5772996.3 |  |  |  | Flag_0: maintenance; Flag_1: man_flag; Flag_2: undef; Flag_3: limits; Flag_4: MAD deriv=0 z=7 length=180d
air temperature (PT1000- 2m) | 19 |  | 2 |  |  |  | 2014-06-19 17:50 |  | T3 | CR1T3_T3_YYYY_MM_DD_hhmm.level1.csv | PRTRs_Ro02 | Tair02PT | degC | Tair02PT [degC] | TA_1_9_1 | WeatherAirtemperature2mAvg10Min_pt | 7565ad123bdea | Atmosphäre |  | Lufttemperatur | Average |  | _pt | Turm Hohes Holz |  |  | -35 | 50 |  |  | VPmax02 Tpot02 | Tair01PT Tair04PT |  | 652261.8 | 5772996.3 |  |  |  | Flag_0: maintenance; Flag_1: man_flag; Flag_2: undef; Flag_3: limits; Flag_4: MAD deriv=0 z=7 length=180d
air temperature (PT1000- 33m) | 20 |  | 33 |  |  |  | 2014-07-09 07:40 | 2019-03-07 14:10 | T2 | CR1T1_T2_YYYY_MM_DD_hhmm.level1.csv | PRTRs_Ro33 | Tair33PT | degC | Tair33PT [degC] |  | WeatherAirtemperature33mAvg10Min_pt | c4938af6393cf | Atmosphäre |  | Lufttemperatur | Average |  | _pt | Turm Hohes Holz |  |  | -35 | 50 |  |  | VPmax33 | Tair33HMP |  | 652261.8 | 5772996.3 |  |  |  | Flag_0: maintenance; Flag_1: man_flag; Flag_2: undef; Flag_3: limits; Flag_4: MAD deriv=0 z=7 length=180d
air temperature (PT1000- 38m) |  |  | 38 |  |  |  | 2019-03-07 14:20 |  | T2 | CR1T1_T2_YYYY_MM_DD_hhmm.level1.csv | PRTRs_Ro33 | Tair38PT | degC | Tair38PT [degC] | TA_1_2_1 | [8 empty] | Turm Hohes Holz |  |  | -35 | 50 |  |  | VPmax38 | Tair38HMP |  | 652261.8 | 5772996.3 |  |  |  | Flag_0: maintenance; Flag_1: man_flag; Flag_2: undef; Flag_3: limits; Flag_4: MAD deriv=0 z=7 length=180d
air temperature (PT1000- 4m) | 21 |  | 4 |  |  |  | 2014-06-19 17:50 |  | T3 | CR1T3_T3_YYYY_MM_DD_hhmm.level1.csv | PRTRs_Ro04 | Tair04PT | degC | Tair04PT [degC] | TA_1_8_1 | WeatherAirtemperature4mAvg10Min_pt | 7565ad123bdea | Atmosphäre |  | Lufttemperatur | Average |  | _pt | Turm Hohes Holz |  |  | -35 | 50 |  |  | VPmax04 Tpot04 | Tair02PT |  | 652261.8 | 5772996.3 |  |  |  | Flag_0: maintenance; Flag_1: man_flag; Flag_2: undef; Flag_3: limits; Flag_4: MAD deriv=0 z=7 length=180d
air temperature (PT1000- 9m) | 22 |  | 9 |  |  |  | 2014-06-19 17:50 |  | T3 | CR1T3_T3_YYYY_MM_DD_hhmm.level1.csv | PRTRs_Ro08 | Tair08PT | degC | Tair08PT [degC] | TA_1_7_1 | WeatherAirtemperature9mAvg10Min_pt | 7565ad123bdea | Atmosphäre |  | Lufttemperatur | Average |  | _pt | Turm Hohes Holz |  |  | -35 | 50 |  |  | VPmax08 Tpot08 VPact08 VPdef08 Tdew08 sh08 rho08 H2Oc08 | Tair08WXT |  | 652261.8 | 5772996.3 |  |  |  | Flag_0: maintenance; Flag_1: man_flag; Flag_2: undef; Flag_3: limits; Flag_4: MAD deriv=0 z=7 length=180d
air temperature (WXT- 2m) | 23 |  | 2 |  |  |  | 2013-09-16 | 2014-06-20 | BC3 | CR1BC3_WXT_YYYY_MM_DD_hhmm.dat | AirTemp_Avg | Tair02WXT | degC | Tair02WXT [degC] |  | WeatherAirtemperature2mAvg10Min | 66dd8384ba380 | Atmosphäre |  | Lufttemperatur | Average |  |  | logger_BC3 |  |  | -35 | 50 | [5 empty] | 652195.5712 | 5772980.9206 |  |  |  | Flag_0: maintenance; Flag_1: man_flag; Flag_2: undef; Flag_3: limits; Flag_4: MAD deriv=0 z=7 length=180d
air temperature (PT1000- 0.1m) |  |  | 0.1 |  |  |  | 2018-08-16 10:00 |  | T3 | CR1T3_T3_YYYY_MM_DD_hhmm.level1.csv | PRTRs_Ro001 | Tair001PT | degC | Tair001PT [degC] | TA_1_12_1 | WeatherAirtemperature0_1mAvg10Min_pt | 7565ad123bdea | Atmosphäre |  | Lufttemperatur | Average |  | _pt | Turm Hohes Holz |  |  | -35 | 50 | [5 empty] | 652261.8 | 5772996.3 |  |  |  | Flag_0: maintenance; Flag_1: man_flag; Flag_2: undef; Flag_3: limits; Flag_4: MAD deriv=0 z=7 length=180d
air temperature (PT1000- 0.4m) |  |  | 0.4 |  |  |  | 2018-08-16 10:00 |  | T3 | CR1T3_T3_YYYY_MM_DD_hhmm.level1.csv | PRTRs_Ro004 | Tair004PT | degC | Tair004PT [degC] | TA_1_11_1 | WeatherAirtemperature0_4mAvg10Min_pt | 7565ad123bdea | Atmosphäre |  | Lufttemperatur | Average |  | _pt | Turm Hohes Holz |  |  | -35 | 50 | [5 empty] | 652261.8 | 5772996.3 |  |  |  | Flag_0: maintenance; Flag_1: man_flag; Flag_2: undef; Flag_3: limits; Flag_4: MAD deriv=0 z=7 length=180d
air temperature (PT1000- 10m) |  |  | 10 |  |  |  | 2018-08-16 10:00 |  | T3 | CR1T3_T3_YYYY_MM_DD_hhmm.level1.csv | PRTRs_Ro10 | Tair10PT | degC | Tair10PT [degC] | TA_1_6_1 | WeatherAirtemperature10mAvg10Min_pt | 7565ad123bdea | Atmosphäre |  | Lufttemperatur | Average |  | _pt | Turm Hohes Holz |  |  | -35 | 50 | [5 empty] | 652261.8 | 5772996.3 |  |  |  | Flag_0: maintenance; Flag_1: man_flag; Flag_2: undef; Flag_3: limits; Flag_4: MAD deriv=0 z=7 length=180d
Fan PT1000 0.4m |  |  | 0.4 |  |  |  | 2018-08-16 10:00 |  | T3 | CR1T3_T3_YYYY_MM_DD_hhmm.level1.csv | Fan_PRTRs_Ro004 | PT004Fan | r per interval | PT004Fan [r per interval] | [19 empty] | 652261.8 | 5772996.3
Fan PT1000 10m |  |  | 10 |  |  |  | 2018-08-16 10:00 |  | T3 | CR1T3_T3_YYYY_MM_DD_hhmm.level1.csv | Fan_PRTRs_Ro010 | PT10Fan | r per interval | PT10Fan [r per interval] | [19 empty] | 652261.8 | 5772996.3
air temperature (WXT- 9m) | 24 |  | 9 |  |  |  | 2014-06-20 09:20 |  | T3 | CR1T3_T3_YYYY_MM_DD_hhmm.level1.csv | Tair08_WXT | Tair08WXT | degC | Tair08WXT [degC] |  | WeatherAirtemperature9mAvg10Min_wxt | 7565ad123bdea | Atmosphäre |  | Lufttemperatur | Average |  | _wxt | Turm Hohes Holz |  |  | -35 | 50 |  |  |  | Tair08PT |  | 652261.8 | 5772996.3 |  |  |  | Flag_0: maintenance; Flag_1: man_flag; Flag_2: undef; Flag_3: limits; Flag_4: MAD deriv=0 z=7 length=180d
albedo (SWUR/SWDR*100) | 25 |  | 49 |  |  |  | 2014-06-04 17:40 |  | T1 | CR3T1_T1_YYYY_MM_DD_hhmm.level1.csv | derived | Albedo | % | Albedo [%] |  | WeatherAlbedo49mAvg10Min | 200867687d0d1 | Atmosphäre |  | Albedo | Average |  |  | Turm Hohes Holz |  |  | 5 | 90 |  |  | SWDR SWUR |  |  | 652261.8 | 5772996.3 |  |  |  | Flag_0: maintenance; Flag_1: man_flag; Flag_2: undef; Flag_3: limits; Flag_4: derived
albedo of PAR 50m (PARU50/PARD50*100) | 26 |  | 49 |  |  |  | 2014-07-01 11:40 |  | T1 | CR3T1_T1_YYYY_MM_DD_hhmm.level1.csv | derived | PAlbedo50 | % | PAlbedo50 [%] |  | WeatherParalbedo49mAvg10Min | 200867687d0d1 | Atmosphäre |  | PAR Albedo | Average |  |  | Turm Hohes Holz |  |  | 2 | 90 |  |  | PARU50 PARD50 |  |  | 652261.8 | 5772996.3 |  |  |  | Flag_0: maintenance; Flag_1: man_flag; Flag_2: undef; Flag_3: limits; Flag_4: derived
albedo of PAR 8m (PARU08/PARD08*100) | 27 |  | 8 |  |  |  | 2014-06-19 17:50 |  | T3 | CR1T3_T3_YYYY_MM_DD_hhmm.level1.csv | derived | PAlbedo08 | % | PAlbedo08 [%] |  | WeatherParalbedo8mAvg10Min | 7565ad123bdea | Atmosphäre |  | PAR Albedo | Average |  |  | Turm Hohes Holz | [6 empty] | PARU08 PARD08 |  |  | 652261.8 | 5772996.3 |  |  |  | Flag_0: maintenance; Flag_1: man_flag; Flag_2: undef; Flag_3: limits; Flag_4: derived
body temperature of CNR4 | 28 |  | 49 |  |  |  | 2014-06-04 |  | T1 | CR3T1_T1_YYYY_MM_DD_hhmm.level1.csv | Tpyr | Tpyr | degC | Tpyr [degC] |  | DevicesTemperaturedevice49mAvg10Min_cnr4 | 200867687d0d1 | Technische Parameter | Geräte | Temperatur Gerät | Average |  | _cnr4 | Turm Hohes Holz |  |  | -35 | 60 |  |  | LWDR LWUR TDR TUR Rn Trad_pyr | Tair50HMP |  | 652261.8 | 5772996.3 |  |  |  | Flag_0: maintenance; Flag_1: man_flag; Flag_2: undef; Flag_3: limits; Flag_4: MAD deriv=0 z=7 length=180d; Flag_7: RH50HMP flagged2
cal fac for soil heat flux 4 | 29 |  | 0.05 |  |  |  | 2013-04-04 11:00 |  | T5 | CR1T5_T5_YYYY_MM_DD_hhmm.level1.csv | SHFsc04cal | SHFsc04cal | W/(m**2 mV) | SHFsc04cal [W/(m**2 mV)] |  | SoilHeatfluxcalibrationfactor0_05mAvg10Min4_0 | e3e82563bb50b | Pedosphäre |  | Kalibrierfaktor Bodenwärmestrom | Average | 4 |  | soil heat flux 04 | [6 empty] | SHF04 |  | suspect values directly after calibration to be removed | 652239.4136 | 5772981.6242 |  |  |  | Flag_0: maintenance; Flag_1: man_flag; Flag_2: undef; Flag_3: limits
cal fac for soil heat flux 5 | 30 |  | 0.05 |  |  |  | 2013-04-04 11:00 |  | T5 | CR1T5_T5_YYYY_MM_DD_hhmm.level1.csv | SHFsc05cal | SHFsc05cal | W/(m**2 mV) | SHFsc05cal [W/(m**2 mV)] |  | SoilHeatfluxcalibrationfactor0_05mAvg10Min5_0 | e3e82563bb50b | Pedosphäre |  | Kalibrierfaktor Bodenwärmestrom | Average | 5 |  | soil heat flux 05 | [6 empty] | SHF05 |  |  | 652253.0264 | 5772973.8454 |  |  |  | Flag_0: maintenance; Flag_1: man_flag; Flag_2: undef; Flag_3: limits
cal fac for soil heat flux 6 | 31 |  | 0.05 |  |  |  | 2014-06-19 08:30 |  | BC1 | CR1BC1_BC1_YYYY_MM_DD_hhmm.level1.csv | SHFsc06cal | SHFsc06cal | W/(m**2 mV) | SHFsc06cal [W/(m**2 mV)] |  | SoilHeatfluxcalibrationfactor0_05mAvg10Min6_0 | 24486bf65bad3 | Pedosphäre |  | Kalibrierfaktor Bodenwärmestrom | Average | 6 |  | soil heat flux 06_2 | [6 empty] | SHF06 |  |  | 652237.072 | 5773016.7834 |  |  |  | Flag_0: maintenance; Flag_1: man_flag; Flag_2: undef; Flag_3: limits
cal fac for soil heat flux 6 | 32 |  | 0.05 |  |  |  | 2013-04-04 11:00 | 2014-04-04 07:50 | T5 | CR1T5_T5_YYYY_MM_DD_hhmm.level1.csv | SHFsc06cal | SHFsc06cal | W/(m**2 mV) | SHFsc06cal [W/(m**2 mV)] |  | SoilHeatfluxcalibrationfactor0_05mAvg10Min6_0 | e3e82563bb50b | Pedosphäre |  | Kalibrierfaktor Bodenwärmestrom | Average | 6 |  | soil heat flux 06_1 | [6 empty] | SHF06 |  |  | 652238.6 | 5772971.6 |  |  |  | Flag_0: maintenance; Flag_1: man_flag; Flag_2: undef; Flag_3: limits
CO2-concentration (14m) | 33 |  | 14.2 |  |  |  | 2014-08-21 14:20 |  | T4 | CR1T4_T4_YYYY_MM_DD_hhmm.level1.csv | CO2_14 | CO2_14m | umol/mol | CO2_14m [umol/mol] |  | WeatherConcentrationco214_2mAvg10Min_p | f63420180a6c2 | Atmosphäre |  | Konzentration CO2 |  |  | _p | Turm Hohes Holz |  |  | 350 | 700 | [5 empty] | 652261.8 | 5772996.3 |  |  |  | Flag_0: maintenance; Flag_1: man_flag; Flag_2: undef; Flag_3: limits; Flag_4: Flow_14m<0.5or>1.8
CO2-concentration (1m) | 34 |  | 1 |  |  |  | 2014-08-21 14:20 |  | T4 | CR1T4_T4_YYYY_MM_DD_hhmm.level1.csv | CO2_01 | CO2_01m | umol/mol | CO2_01m [umol/mol] |  | WeatherConcentrationco21mAvg10Min_p | f63420180a6c2 | Atmosphäre |  | Konzentration CO2 |  |  | _p | Turm Hohes Holz |  |  | 350 | 700 | [5 empty] | 652261.8 | 5772996.3 |  |  |  | Flag_0: maintenance; Flag_1: man_flag; Flag_2: undef; Flag_3: limits; Flag_4: Flow_01m<0.5or>1.8
CO2-concentration (0.1m) |  |  | 0.1 |  |  |  | 2018-06-14 10:10 |  | T4 | CR1T4_T4_YYYY_MM_DD_hhmm.level1.csv | CO2_001 | CO2_001m | umol/mol | CO2_001m [umol/mol] | [5 empty] | Konzentration CO2 |  |  | _p | Turm Hohes Holz |  |  | 350 | 700 | [5 empty] | 652261.8 | 5772996.3 |  |  |  | Flag_0: maintenance; Flag_1: man_flag; Flag_2: undef; Flag_3: limits; Flag_4: Flow_001m<0.5or>1.8
CO2-concentration (0.4m) |  |  | 0.4 |  |  |  | 2018-06-14 10:10 |  | T4 | CR1T4_T4_YYYY_MM_DD_hhmm.level1.csv | CO2_004 | CO2_004m | umol/mol | CO2_004m [umol/mol] | [5 empty] | Konzentration CO2 |  |  | _p | Turm Hohes Holz |  |  | 350 | 700 | [5 empty] | 652261.8 | 5772996.3 |  |  |  | Flag_0: maintenance; Flag_1: man_flag; Flag_2: undef; Flag_3: limits; Flag_4: Flow_004m<0.5or>1.8
CO2-concentration (10m) |  |  | 10 |  |  |  | 2018-06-14 10:10 |  | T4 | CR1T4_T4_YYYY_MM_DD_hhmm.level1.csv | CO2_10 | CO2_10m | umol/mol | CO2_10m [umol/mol] | [5 empty] | Konzentration CO2 |  |  | _p | Turm Hohes Holz |  |  | 350 | 700 | [5 empty] | 652261.8 | 5772996.3 |  |  |  | Flag_0: maintenance; Flag_1: man_flag; Flag_2: undef; Flag_3: limits; Flag_4: Flow_10m<0.5or>1.8
CO2-concentration (22m) | 35 |  | 22 |  |  |  | 2014-08-21 14:20 |  | T4 | CR1T4_T4_YYYY_MM_DD_hhmm.level1.csv | CO2_22 | CO2_22m | umol/mol | CO2_22m [umol/mol] |  | WeatherConcentrationco222mAvg10Min_p | f63420180a6c2 | Atmosphäre |  | Konzentration CO2 |  |  | _p | Turm Hohes Holz |  |  | 350 | 700 | [5 empty] | 652261.8 | 5772996.3 |  |  |  | Flag_0: maintenance; Flag_1: man_flag; Flag_2: undef; Flag_3: limits; Flag_4: Flow_22m<0.5or>1.8
CO2-concentration (29m) | 36 |  | 29 |  |  |  | 2014-08-21 14:20 |  | T4 | CR1T4_T4_YYYY_MM_DD_hhmm.level1.csv | CO2_29 | CO2_29m | umol/mol | CO2_29m [umol/mol] |  | WeatherConcentrationco229mAvg10Min_p | f63420180a6c2 | Atmosphäre |  | Konzentration CO2 |  |  | _p | Turm Hohes Holz |  |  | 350 | 700 | [5 empty] | 652261.8 | 5772996.3 |  |  |  | Flag_0: maintenance; Flag_1: man_flag; Flag_2: undef; Flag_3: limits; Flag_4: Flow_29m<0.5or>1.8
CO2-concentration (2m) | 37 |  | 2 |  |  |  | 2014-08-21 14:20 |  | T4 | CR1T4_T4_YYYY_MM_DD_hhmm.level1.csv | CO2_02 | CO2_02m | umol/mol | CO2_02m [umol/mol] |  | WeatherConcentrationco22mAvg10Min_p | f63420180a6c2 | Atmosphäre |  | Konzentration CO2 |  |  | _p | Turm Hohes Holz |  |  | 350 | 700 | [5 empty] | 652261.8 | 5772996.3 |  |  |  | Flag_0: maintenance; Flag_1: man_flag; Flag_2: undef; Flag_3: limits; Flag_4: Flow_02m<0.5or>1.8
CO2-concentration (33m) | 38 |  | 33 |  |  |  | 2014-08-21 14:20 | 2018-06-14 08:20 | T4 | CR1T4_T4_YYYY_MM_DD_hhmm.level1.csv | CO2_33 | CO2_33m | umol/mol | CO2_33m [umol/mol] |  | WeatherConcentrationco233mAvg10Min_p | f63420180a6c2 | Atmosphäre |  | Konzentration CO2 |  |  | _p | Turm Hohes Holz |  |  | 350 | 700 | [5 empty] | 652261.8 | 5772996.3 |  |  |  | Flag_0: maintenance; Flag_1: man_flag; Flag_2: undef; Flag_3: limits; Flag_4: Flow_33m<0.5or>1.8
CO2-concentration (38m) |  |  | 38 |  |  |  | 2018-06-14 10:10 |  | T4 | CR1T4_T4_YYYY_MM_DD_hhmm.level1.csv | CO2_38 | CO2_38m | umol/mol | CO2_38m [umol/mol] | [5 empty] | Konzentration CO2 |  |  | _p | Turm Hohes Holz |  |  | 350 | 700 | [5 empty] | 652261.8 | 5772996.3 |  |  |  | Flag_0: maintenance; Flag_1: man_flag; Flag_2: undef; Flag_3: limits; Flag_4: Flow_38m<0.5or>1.8
CO2-concentration (49m) | 39 |  | 49 |  |  |  | 2014-08-21 14:20 | 2018-06-14 08:20 | T4 | CR1T4_T4_YYYY_MM_DD_hhmm.level1.csv | CO2_49 | CO2_49m | umol/mol | CO2_49m [umol/mol] |  | WeatherConcentrationco249mAvg10Min_p | f63420180a6c2 | Atmosphäre |  | Konzentration CO2 |  |  | _p | Turm Hohes Holz |  | co2air | 350 | 700 | [5 empty] | 652261.8 | 5772996.3 |  | 20 | 50 | Flag_0: maintenance; Flag_1: man_flag; Flag_2: undef; Flag_3: limits; Flag_4: Flow_49m<0.5or>1.8
CO2-concentration (49m) |  |  | 49 |  |  |  | 2018-06-14 10:10 |  | T4 | CR1T4_T4_YYYY_MM_DD_hhmm.level1.csv | CO2_50 | CO2_49m | umol/mol | CO2_49m [umol/mol] |  | WeatherConcentrationco249mAvg10Min_p | f63420180a6c2 | Atmosphäre |  | Konzentration CO2 |  |  | _p | Turm Hohes Holz |  | co2air | 350 | 700 | [5 empty] | 652261.8 | 5772996.3 |  | 20 | 50 | Flag_0: maintenance; Flag_1: man_flag; Flag_2: undef; Flag_3: limits; Flag_4: Flow_49m<0.5or>1.8
CO2-concentration (4m) | 40 |  | 4 |  |  |  | 2014-08-21 14:20 |  | T4 | CR1T4_T4_YYYY_MM_DD_hhmm.level1.csv | CO2_04 | CO2_04m | umol/mol | CO2_04m [umol/mol] |  | WeatherConcentrationco24mAvg10Min_p | f63420180a6c2 | Atmosphäre |  | Konzentration CO2 |  |  | _p | Turm Hohes Holz |  |  | 350 | 700 | [5 empty] | 652261.8 | 5772996.3 |  |  |  | Flag_0: maintenance; Flag_1: man_flag; Flag_2: undef; Flag_3: limits; Flag_4: Flow_04m<0.5or>1.8
CO2-concentration (8m) | 41 |  | 8 |  |  |  | 2014-08-21 14:20 |  | T4 | CR1T4_T4_YYYY_MM_DD_hhmm.level1.csv | CO2_08 | CO2_08m | umol/mol | CO2_08m [umol/mol] |  | WeatherConcentrationco28mAvg10Min_p | f63420180a6c2 | Atmosphäre |  | Konzentration CO2 |  |  | _p | Turm Hohes Holz |  |  | 350 | 700 | [5 empty] | 652261.8 | 5772996.3 |  |  |  | Flag_0: maintenance; Flag_1: man_flag; Flag_2: undef; Flag_3: limits; Flag_4: Flow_08m<0.5or>1.8
dendrometer tree 022 | 42 |  | 1.3 |  | beech |  | 2014-03-26 17:30 |  | BC1 | CR1BC1_BC1_YYYY_MM_DD_hhmm.level1.csv | dendro_022_Avg | dendro_022 | um | dendro_022 [um] |  | PlantsTrunkcircumference1_3mAvg10Min_022 | 24486bf65bad3 | Biosphere |  | Stammumfang | Average |  | _022 | tree_022 |  |  | 0 | 15000 |  |  | stem_inc_022 |  |  | 652261.0763 | 5773026.823 |  |  |  | Flag_0: maintenance; Flag_1: man_flag; Flag_2: undef; Flag_3: limits; Flag_4: BC1_Ptemp<0+5h; Alert_1: limit_max=14500
dendrometer tree 025 | 43 |  | 1.3 |  |  |  | 2013-01-29 15:10 | 2013-06-20 10:50 | BC1 | CR1BC1_BC1_YYYY_MM_DD_hhmm.level1.csv | dendro_025 | dendro_025 | um | dendro_025 [um] | [8 empty] | _025 | tree_025 |  |  | 0 | 15000 |  |  | stem_inc_025 |  |  | 652254.9 | 5773015 |  |  |  | Flag_0: maintenance; Flag_1: man_flag; Flag_2: undef; Flag_3: limits; Flag_4: BC1_Ptemp<0+5h
dendrometer tree 026 | 44 |  | 1.3 |  |  |  | 2013-01-29 15:10 | 2014-03-26 17:20 | BC1 | CR1BC1_BC1_YYYY_MM_DD_hhmm.level1.csv | dendro_026_Avg | dendro_026 | um | dendro_026 [um] |  | PlantsTrunkcircumference1_3mAvg10Min_026 | 24486bf65bad3 | Biosphere |  | Stammumfang | Average |  | _026 | tree_026 |  |  | 0 | 15000 |  |  | stem_inc_026 |  |  | 652247.4117 | 5773011.187 |  |  |  | Flag_0: maintenance; Flag_1: man_flag; Flag_2: undef; Flag_3: limits; Flag_4: BC1_Ptemp<0+5h; Alert_1: limit_max=14500
dendrometer tree 027 | 45 |  | 1.3 |  |  |  | 2013-06-20 11:00 | 2014-03-26 17:20 | BC1 | CR1BC1_BC1_YYYY_MM_DD_hhmm.level1.csv | dendro_027_Avg | dendro_027 | um | dendro_027 [um] |  | PlantsTrunkcircumference1_3mAvg10Min_027 | 24486bf65bad3 | Biosphere |  | Stammumfang | Average |  | _027 | tree_027 |  |  | 0 | 15000 |  |  | stem_inc_027 |  |  | 652244.8753 | 5773008.856 |  |  |  | Flag_0: maintenance; Flag_1: man_flag; Flag_2: undef; Flag_3: limits; Flag_4: BC1_Ptemp<0+5h; Alert_1: limit_max=14500
dendrometer tree 028 | 46 |  | 1.3 |  |  |  | 2013-01-29 15:10 | 2014-03-26 17:20 | BC1 | CR1BC1_BC1_YYYY_MM_DD_hhmm.level1.csv | dendro_028_Avg | dendro_028 | um | dendro_028 [um] |  | PlantsTrunkcircumference1_3mAvg10Min_028 | 24486bf65bad3 | Biosphere |  | Stammumfang | Average |  | _028 | tree_028 |  |  | 0 | 15000 |  |  | stem_inc_028 |  |  | 652244.2 | 5773010.933 |  |  |  | Flag_0: maintenance; Flag_1: man_flag; Flag_2: undef; Flag_3: limits; Flag_4: BC1_Ptemp<0+5h; Alert_1: limit_max=14500
dendrometer tree 029 | 47 |  | 1.3 |  |  |  | 2015-04-16 14:30 |  | BC1 | CR1BC1_BC1_YYYY_MM_DD_hhmm.level1.csv | dendro_029 | dendro_029 | um | dendro_029 [um] |  | PlantsTrunkcircumference1_3mAvg10Min_029 | 24486bf65bad3 | Biosphere |  | Stammumfang | Average |  | _029 | tree_029 |  |  | 0 | 15000 |  |  | stem_inc_029 |  |  | 652247.0923 | 5773015.621 |  |  |  | Flag_0: maintenance; Flag_1: man_flag; Flag_2: undef; Flag_3: limits; Flag_4: BC1_Ptemp<0+5h; Alert_1: limit_max=14500
dendrometer tree 029 | 48 |  | 1.3 |  |  |  | 2013-01-29 15:10 | 2014-03-26 17:20 | BC1 | CR1BC1_BC1_YYYY_MM_DD_hhmm.level1.csv | dendro_029_Avg | dendro_029 | um | dendro_029 [um] |  | PlantsTrunkcircumference1_3mAvg10Min_029 | 24486bf65bad3 | Biosphere |  | Stammumfang | Average |  | _029 | tree_029 |  |  | 0 | 15000 |  |  | stem_inc_029 |  |  | 652247.0923 | 5773015.621 |  |  |  | Flag_0: maintenance; Flag_1: man_flag; Flag_2: undef; Flag_3: limits; Flag_4: BC1_Ptemp<0+5h; Alert_1: limit_max=14500
dendrometer tree 030 | 49 |  | 1.3 |  |  |  | 2013-01-29 15:10 | 2014-03-26 17:20 | BC1 | CR1BC1_BC1_YYYY_MM_DD_hhmm.level1.csv | dendro_030_Avg | dendro_030 | um | dendro_030 [um] |  | PlantsTrunkcircumference1_3mAvg10Min_030 | 24486bf65bad3 | Biosphere |  | Stammumfang | Average |  | _030 | tree_030 |  |  | 0 | 15000 |  |  | stem_inc_030 |  |  | 652245.369 | 5773019.593 |  |  |  | Flag_0: maintenance; Flag_1: man_flag; Flag_2: undef; Flag_3: limits; Flag_4: BC1_Ptemp<0+5h; Alert_1: limit_max=14500
dendrometer tree 030 radial | 50 |  | 1.3 |  |  |  | 2013-09-12 10:50 | 2014-03-26 17:20 | BC1 | CR1BC1_BC1_YYYY_MM_DD_hhmm.level1.csv | dendro_030_r_Avg | dendro_030_r | mV | dendro_030_r [mV] |  | PlantsTrunkcircumference1_3mAvg10Min_030r | 24486bf65bad3 | Biosphere |  | Stammumfang | Average |  | _030r | tree_030 |  |  | 0 | 15000 |  |  | stem_inc_030r |  |  | 652245.369 | 5773019.593 |  |  |  | Flag_0: maintenance; Flag_1: man_flag; Flag_2: undef; Flag_3: limits; Flag_4: BC1_Ptemp<0+5h
dendrometer tree 033 | 51 |  | 1.3 |  | birch |  | 2015-04-16 15:40 |  | BC2 | CR1BC2_BC2_YYYY_MM_DD_hhmm.level1.csv | dendro_033 | dendro_033 | um | dendro_033 [um] |  | PlantsTrunkcircumference1_3mAvg10Min_033 | 46cb73dcff9bd | Biosphere |  | Stammumfang | Average |  | _033 | tree_033 |  |  | 0 |  |  |  | stem_inc_033 |  |  | 652231.8431 | 5773023.309 |  |  |  | Flag_0: maintenance; Flag_1: man_flag; Flag_2: undef; Flag_3: limits; Flag_4: BC2_Ptemp<0+5h; Alert_1: limit_max=14500
dendrometer tree 035 | 52 |  | 1.3 |  |  |  | 2013-01-29 15:10 | 2014-03-26 17:30 | BC1 | CR1BC1_BC1_YYYY_MM_DD_hhmm.level1.csv | dendro_035_Avg | dendro_035 | um | dendro_035 [um] |  | PlantsTrunkcircumference1_3mAvg10Min_035 | 24486bf65bad3 | Biosphere |  | Stammumfang | Average |  | _035 | tree_035 |  |  | 0 | 15000 |  |  | stem_inc_035 |  |  | 652236.198 | 5773025.685 |  |  |  | Flag_0: maintenance; Flag_1: man_flag; Flag_2: undef; Flag_3: limits; Flag_4: BC1_Ptemp<0+5h; Alert_1: limit_max=14500
dendrometer tree 032 |  |  | 1.3 |  | hornbeam |  | 2019-04-03 12:50 |  | BC1 | CR1BC1_BC1_YYYY_MM_DD_hhmm.level1.csv | dendro_032 | dendro_032 | um | dendro_032 [um] | [12 empty] | 0 | 15000 |  |  | stem_inc_032 |  |  | 652240.3695 | 5773016.98 |  |  |  | Flag_0: maintenance; Flag_1: man_flag; Flag_2: undef; Flag_3: limits; Flag_4: BC1_Ptemp<0+5h
dendrometer tree 048 | 53 |  | 1.3 |  | hornbeam |  | 2015-04-16 15:40 |  | BC2 | CR1BC2_BC2_YYYY_MM_DD_hhmm.level1.csv | dendro_048 | dendro_048 | um | dendro_048 [um] |  | PlantsTrunkcircumference1_3mAvg10Min_048 | 46cb73dcff9bd | Biosphere |  | Stammumfang | Average |  | _048 | tree_048 |  |  | 0 |  |  |  | stem_inc_048 |  |  | 652221.2603 | 5773031.549 |  |  |  | Flag_0: maintenance; Flag_1: man_flag; Flag_2: undef; Flag_3: limits; Flag_4: BC2_Ptemp<0+5h; Alert_1: limit_max=14500
dendrometer tree 050 | 54 |  | 1.3 |  | oak |  | 2013-06-20 12:00 |  | BC2 | CR1BC1_BC1_YYYY_MM_DD_hhmm.level1.csv | dendro_050 | dendro_050 | um | dendro_050 [um] |  | PlantsTrunkcircumference1_3mAvg10Min_050 | 46cb73dcff9bd | Biosphere |  | Stammumfang | Average |  | _050 | tree_050 |  |  | 0 |  |  |  | stem_inc_050 |  |  | 652218.1973 | 5773028.326 |  |  |  | Flag_0: maintenance; Flag_1: man_flag; Flag_2: undef; Flag_3: limits; Flag_4: BC2_Ptemp<0+5h; Alert_1: limit_max=14500
dendrometer tree 050 radial | 55 |  | 1.3 |  | oak |  | 2013-09-12 13:30 | 2014-03-26 16:20 | BC2 | CR1BC2_BC2_YYYY_MM_DD_hhmm.level1.csv | dendro_050_r_Avg | dendro_050_r | mm | dendro_050_r [mm] |  | PlantsTrunkcircumference1_3mAvg10Min_050r | 46cb73dcff9bd | Biosphere |  | Stammumfang | Average |  | _050r | tree_050 |  |  | 0 |  |  |  | stem_inc_050r |  |  | 652218.1973 | 5773028.326 |  |  |  | Flag_0: maintenance; Flag_1: man_flag; Flag_2: undef; Flag_3: limits; Flag_4: BC2_Ptemp<0+5h
dendrometer tree 056 | 56 |  | 1.3 |  | hornbeam |  | 2015-04-16 15:40 |  | BC2 | CR1BC2_BC2_YYYY_MM_DD_hhmm.level1.csv | dendro_056 | dendro_056 | um | dendro_056 [um] |  | PlantsTrunkcircumference1_3mAvg10Min_056 | 46cb73dcff9bd | Biosphere |  | Stammumfang | Average |  | _056 | tree_056 |  |  | 0 |  |  |  | stem_inc_056 |  |  | 652208.3271 | 5773017.563 |  |  |  | Flag_0: maintenance; Flag_1: man_flag; Flag_2: undef; Flag_3: limits; Flag_4: BC2_Ptemp<0+5h; Alert_1: limit_max=14500
dendrometer tree 057 | 57 |  | 1.3 |  | beech |  | 2014-03-26 16:30 |  | BC2 | CR1BC2_BC2_YYYY_MM_DD_hhmm.level1.csv | dendro_057 | dendro_057 | um | dendro_057 [um] |  | PlantsTrunkcircumference1_3mAvg10Min_057 | 46cb73dcff9bd | Biosphere |  | Stammumfang | Average |  | _057 | tree_057 |  |  | 0 |  |  |  | stem_inc_057 |  |  | 652209.9426 | 5773013.826 |  |  |  | Flag_0: maintenance; Flag_1: man_flag; Flag_2: undef; Flag_3: limits; Flag_4: BC2_Ptemp<0+5h; Alert_1: limit_max=14500
dendrometer tree 058 | 58 |  | 1.3 |  | beech |  | 2014-03-26 16:30 |  | BC2 | CR1BC2_BC2_YYYY_MM_DD_hhmm.level1.csv | dendro_058 | dendro_058 | um | dendro_058 [um] |  | PlantsTrunkcircumference1_3mAvg10Min_058 | 46cb73dcff9bd | Biosphere |  | Stammumfang | Average |  | _058 | tree_058 |  |  | 0 |  |  |  | stem_inc_058 |  |  | 652211.8013 | 5773019.262 |  |  |  | Flag_0: maintenance; Flag_1: man_flag; Flag_2: undef; Flag_3: limits; Flag_4: BC2_Ptemp<0+5h; Alert_1: limit_max=14500
dendrometer tree 060 | 59 |  | 1.3 |  |  |  | 2013-01-29 15:10 | 2013-06-20 11:50 | BC2 | CR1BC2_BC2_YYYY_MM_DD_hhmm.level1.csv | dendro_060 | dendro_060 | um | dendro_060 [um] | [8 empty] | _060 | tree_060 |  |  | 0 |  |  |  | stem_inc_060 |  |  | 652219.8637 | 5773018.155 |  |  |  | Flag_0: maintenance; Flag_1: man_flag; Flag_2: undef; Flag_3: limits; Flag_4: BC2_Ptemp<0+5h
dendrometer tree 062 |  |  | 1.3 |  | beech |  | 2019-04-03 13:00 |  | BC2 | CR1BC2_BC2_YYYY_MM_DD_hhmm.level1.csv | dendro_062 | dendro_062 | um | dendro_062 [um] | [12 empty] | 0 | 15000 |  |  | stem_inc_062 |  |  | 652225.7665 | 5773017.072 |  |  |  | Flag_0: maintenance; Flag_1: man_flag; Flag_2: undef; Flag_3: limits; Flag_4: BC2_Ptemp<0+5h; Alert_1: limit_max=14500
dendrometer tree 066 | 60 |  | 1.3 |  |  |  | 2013-01-29 15:10 | 2013-06-20 11:50 | BC2 | CR1BC2_BC2_YYYY_MM_DD_hhmm.level1.csv | dendro_066 | dendro_066 | um | dendro_066 [um] | [8 empty] | _066 | tree_066 |  |  | 0 |  |  |  | stem_inc_066 |  |  | 652227.9002 | 5773010.942 |  |  |  | Flag_0: maintenance; Flag_1: man_flag; Flag_2: undef; Flag_3: limits; Flag_4: BC2_Ptemp<0+5h
dendrometer tree 067 | 61 |  | 1.3 |  |  |  | 2013-01-29 15:10 | 2013-06-20 11:50 | BC2 | CR1BC2_BC2_YYYY_MM_DD_hhmm.level1.csv | dendro_067 | dendro_067 | um | dendro_067 [um] | [8 empty] | _067 | tree_067 |  |  | 0 |  |  |  | stem_inc_067 |  |  | 652232.3525 | 5773011.205 |  |  |  | Flag_0: maintenance; Flag_1: man_flag; Flag_2: undef; Flag_3: limits; Flag_4: BC2_Ptemp<0+5h
dendrometer tree 068 | 62 |  | 1.3 |  |  |  | 2013-01-29 15:10 | 2014-04-16 09:50 | BC2 | CR1BC2_BC2_YYYY_MM_DD_hhmm.level1.csv | dendro_068_Avg | dendro_068 | um | dendro_068 [um] |  | PlantsTrunkcircumference1_3mAvg10Min_068 | 46cb73dcff9bd | Biosphere |  | Stammumfang | Average |  | _068 | tree_068 |  |  | 0 |  |  |  | stem_inc_068 |  |  | 652235.2166 | 5773009.919 |  |  |  | Flag_0: maintenance; Flag_1: man_flag; Flag_2: undef; Flag_3: limits; Flag_4: BC2_Ptemp<0+5h; Alert_1: limit_max=14500
dendrometer tree 077 | 63 |  | 1.3 |  |  |  | 2013-06-20 12:00 | 2014-03-26 16:20 | BC2 | CR1BC2_BC2_YYYY_MM_DD_hhmm.level1.csv | dendro_077_Avg | dendro_077 | um | dendro_077 [um] |  | PlantsTrunkcircumference1_3mAvg10Min_077 | 46cb73dcff9bd | Biosphere |  | Stammumfang | Average |  | _077 | tree_077 |  |  | 0 |  |  |  | stem_inc_077 |  |  | 652222.7438 | 5773003.481 |  |  |  | Flag_0: maintenance; Flag_1: man_flag; Flag_2: undef; Flag_3: limits; Flag_4: BC2_Ptemp<0+5h; Alert_1: limit_max=14500
dendrometer tree 080 | 64 |  | 1.3 |  |  |  | 2013-06-20 12:00 | 2014-03-26 16:20 | BC2 | CR1BC2_BC2_YYYY_MM_DD_hhmm.level1.csv | dendro_080_Avg | dendro_080 | um | dendro_080 [um] |  | PlantsTrunkcircumference1_3mAvg10Min_080 | 46cb73dcff9bd | Biosphere |  | Stammumfang | Average |  | _080 | tree_080 |  |  | 0 |  |  |  | stem_inc_080 |  |  | 652223.239 | 5773009.32 |  |  |  | Flag_0: maintenance; Flag_1: man_flag; Flag_2: undef; Flag_3: limits; Flag_4: BC2_Ptemp<0+5h; Alert_1: limit_max=14500
dendrometer tree 081 | 65 |  | 1.3 |  |  |  | 2013-06-20 12:00 | 2014-03-26 16:20 | BC2 | CR1BC2_BC2_YYYY_MM_DD_hhmm.level1.csv | dendro_081_Avg | dendro_081 | um | dendro_081 [um] |  | PlantsTrunkcircumference1_3mAvg10Min_081 | 46cb73dcff9bd | Biosphere |  | Stammumfang | Average |  | _081 | tree_081 |  |  | 0 |  |  |  | stem_inc_081 |  |  | 652224.1483 | 5773011.289 |  |  |  | Flag_0: maintenance; Flag_1: man_flag; Flag_2: undef; Flag_3: limits; Flag_4: BC2_Ptemp<0+5h; Alert_1: limit_max=14500
dendrometer tree 082 |  |  | 1.3 |  | beech |  | 2019-04-03 13:00 |  | BC2 | CR1BC2_BC2_YYYY_MM_DD_hhmm.level1.csv | dendro_082 | dendro_082 | um | dendro_082 [um] | [12 empty] | 0 | 15000 |  |  | stem_inc_081 |  |  | 652218.1851 | 5773012.355 |  |  |  | Flag_0: maintenance; Flag_1: man_flag; Flag_2: undef; Flag_3: limits; Flag_4: BC2_Ptemp<0+5h
dendrometer tree 106 | 66 |  | 1.3 |  | beech |  | 2014-03-26 12:00 |  | BC3 | CR1BC3_BC3_YYYY_MM_DD_hhmm.level1.csv | dendro_106 | dendro_106 | um | dendro_106 [um] |  | PlantsTrunkcircumference1_3mAvg10Min_106 | 66dd8384ba380 | Biosphere |  | Stammumfang | Average |  | _106 | tree_106 |  |  | 0 |  |  |  | stem_inc_106 |  |  | 652193.5774 | 5772994.768 |  |  |  | Flag_0: maintenance; Flag_1: man_flag; Flag_2: undef; Flag_3: limits; Flag_4: BC3_Ptemp<0+5h; Alert_1: limit_max=14500
dendrometer tree 108 radial | 67 |  | 1.3 |  | beech |  | 2014-03-26 12:00 |  | BC3 | CR1BC3_BC3_YYYY_MM_DD_hhmm.level1.csv | dendro_108r | dendro_108r | mV | dendro_108r [mV] |  | PlantsTrunkcircumference1_3mAvg10Min_108r | 66dd8384ba380 | Biosphere |  | Stammumfang | Average |  | _108r | tree_108 |  |  | 0 |  |  |  | stem_inc_108r |  |  | 652203.252 | 5772990.173 |  |  |  | Flag_0: maintenance; Flag_1: man_flag; Flag_2: undef; Flag_3: limits
dendrometer tree 108 |  |  | 1.3 |  | beech |  | 2017-04-12 13:50 |  | BC3 | CR1BC3_BC3_YYYY_MM_DD_hhmm.level1.csv | dendro_108 | dendro_108 | um | dendro_108 [um] |  | PlantsTrunkcircumference1_3mAvg10Min_108 | 66dd8384ba380 | Biosphere |  | Stammumfang | Average |  | _108 | tree_108 |  |  | 0 |  |  |  | stem_inc_108 |  |  | 652203.252 | 5772990.173 |  |  |  | Flag_0: maintenance; Flag_1: man_flag; Flag_2: undef; Flag_3: limits; Flag_4: BC3_Ptemp<0+5h
dendrometer tree 114 | 68 |  | 1.3 |  | hornbeam |  | 2013-01-29 15:10 | 2014-03-26 11:50 | BC3 | CR1BC3_BC3_YYYY_MM_DD_hhmm.level1.csv | dendro_114 | dendro_114 | um | dendro_114 [um] |  | PlantsTrunkcircumference1_3mAvg10Min_114 | 66dd8384ba380 | Biosphere |  | Stammumfang | Average |  | _114 | tree_114 |  |  | 0 |  |  |  | stem_inc_114 |  |  | 652205.4886 | 5772975.067 |  |  |  | Flag_0: maintenance; Flag_1: man_flag; Flag_2: undef; Flag_3: limits; Flag_4: BC3_Ptemp<0+5h; Alert_1: limit_max=14500
dendrometer tree 114 | 69 |  | 1.3 |  | hornbeam |  | 2015-04-23 12:20 |  | BC3 | CR1BC3_BC3_YYYY_MM_DD_hhmm.level1.csv | dendro_114 | dendro_114 | um | dendro_114 [um] |  | PlantsTrunkcircumference1_3mAvg10Min_114 | 66dd8384ba380 | Biosphere |  | Stammumfang | Average |  | _114 | tree_114 |  |  | 0 |  |  |  | stem_inc_114 |  |  | 652205.4886 | 5772975.067 |  | 20 | 50 | Flag_0: maintenance; Flag_1: man_flag; Flag_2: undef; Flag_3: limits; Flag_4: BC3_Ptemp<0+5h; Alert_1: limit_max=14500
dendrometer tree 115 | 70 |  | 1.3 |  |  |  | 2013-01-29 15:10 | 2013-06-20 12:40 | BC3 | CR1BC3_BC3_YYYY_MM_DD_hhmm.level1.csv | dendro_115 | dendro_115 | um | dendro_115 [um] | [8 empty] | _115 | tree_115 |  |  | 0 |  |  |  | stem_inc_115 |  |  | 652201.3627 | 5772977.584 |  |  |  | Flag_0: maintenance; Flag_1: man_flag; Flag_2: undef; Flag_3: limits; Flag_4: BC3_Ptemp<0+5h
dendrometer tree 128 | 71 |  | 1.3 |  |  |  | 2013-01-29 15:10 | 2013-06-20 12:40 | BC3 | CR1BC3_BC3_YYYY_MM_DD_hhmm.level1.csv | dendro_128 | dendro_128 | um | dendro_128 [um] | [8 empty] | _128 | tree_128 |  |  | 0 |  |  |  | stem_inc_128 |  |  | 652181.8739 | 5772989.256 |  |  |  | Flag_0: maintenance; Flag_1: man_flag; Flag_2: undef; Flag_3: limits; Flag_4: BC3_Ptemp<0+5h
dendrometer tree 129 | 72 |  | 1.3 |  |  |  | 2013-01-29 15:10 | 2013-06-20 12:40 | BC3 | CR1BC3_BC3_YYYY_MM_DD_hhmm.level1.csv | dendro_129 | dendro_129 | um | dendro_129 [um] | [8 empty] | _129 | tree_129 |  |  | 0 |  |  |  | stem_inc_129 |  |  | 652183.0778 | 5772990.128 |  |  |  | Flag_0: maintenance; Flag_1: man_flag; Flag_2: undef; Flag_3: limits; Flag_4: BC3_Ptemp<0+5h
dendrometer tree 136 | 73 |  | 1.3 |  |  |  | 2013-01-29 15:10 | 2013-06-20 12:40 | BC3 | CR1BC3_BC3_YYYY_MM_DD_hhmm.level1.csv | dendro_136 | dendro_136 | um | dendro_136 [um] | [8 empty] | _136 | tree_136 |  |  | 0 |  |  |  | stem_inc_136 |  |  | 652179.5485 | 5772987.556 |  |  |  | Flag_0: maintenance; Flag_1: man_flag; Flag_2: undef; Flag_3: limits; Flag_4: BC3_Ptemp<0+5h
dendrometer tree 143 | 74 |  | 1.3 |  | beech |  | 2014-04-16 14:00 |  | BC3 | CR1BC3_BC3_YYYY_MM_DD_hhmm.level1.csv | dendro_143 | dendro_143 | um | dendro_143 [um] |  | PlantsTrunkcircumference1_3mAvg10Min_143 | 66dd8384ba380 | Biosphere |  | Stammumfang | Average |  | _143 | tree_143 |  |  | 0 |  |  |  | stem_inc_143 |  |  | 652188.1592 | 5772974.527 |  |  |  | Flag_0: maintenance; Flag_1: man_flag; Flag_2: undef; Flag_3: limits; Flag_4: BC3_Ptemp<0+5h; Alert_1: limit_max=14500
dendrometer tree 151 | 75 |  | 1.3 |  |  |  | 2013-06-20 13:10 | 2014-03-26 11:50 | BC3 | CR1BC3_BC3_YYYY_MM_DD_hhmm.level1.csv | dendro_151 | dendro_151 | um | dendro_151 [um] |  | PlantsTrunkcircumference1_3mAvg10Min_151 | 66dd8384ba380 | Biosphere |  | Stammumfang | Average |  | _151 | tree_151 |  |  | 0 |  |  |  | stem_inc_151 |  |  | 652175.4884 | 5772974.008 |  |  |  | Flag_0: maintenance; Flag_1: man_flag; Flag_2: undef; Flag_3: limits; Flag_4: BC3_Ptemp<0+5h; Alert_1: limit_max=14500
dendrometer tree 158 | 76 |  | 1.3 |  | beech |  | 2014-04-16 14:00 |  | BC3 | CR1BC3_BC3_YYYY_MM_DD_hhmm.level1.csv | dendro_158 | dendro_158 | um | dendro_158 [um] |  | PlantsTrunkcircumference1_3mAvg10Min_158 | 66dd8384ba380 | Biosphere |  | Stammumfang | Average |  | _158 | tree_158 |  |  | 0 |  |  |  | stem_inc_158 |  |  | 652178.6211 | 5772966.66 |  |  |  | Flag_0: maintenance; Flag_1: man_flag; Flag_2: undef; Flag_3: limits; Flag_4: BC3_Ptemp<0+5h; Alert_1: limit_max=14500
dendrometer tree 185 | 77 |  | 1.3 |  |  |  | 2014-04-03 14:10 |  | T5 | CR1T5_T5_YYYY_MM_DD_hhmm.level1.csv | dendro_185 | dendro_185 | um | dendro_185 [um] | [8 empty] | _185 | tree_185 |  |  | 0 |  |  |  | stem_inc_185 |  |  | 652237.8291 | 5772970.396 |  |  |  | Flag_0: maintenance; Flag_1: man_flag; Flag_2: undef; Flag_3: limits; Flag_4: T5_Ptemp<0+5h; Alert_1: limit_max=14500
dendrometer tree 188 | 78 |  | 1.3 |  |  |  | 2014-04-03 14:10 | 2016-04-04 07:50 | T5 | CR1T5_T5_YYYY_MM_DD_hhmm.level1.csv | dendro_188 | dendro_188 | um | dendro_188 [um] | [8 empty] | _188 | tree_188 |  |  | 0 |  |  |  | stem_inc_188 |  |  | 652245.0562 | 5772964.414 |  |  |  | Flag_0: maintenance; Flag_1: man_flag; Flag_2: undef; Flag_3: limits; Flag_4: T5_Ptemp<0+5h; Alert_1: limit_max=14500
dendrometer tree 188 | 79 |  | 1.3 |  |  |  | 2016-11-09 12:50 |  | T5 | CR1T5_T5_YYYY_MM_DD_hhmm.level1.csv | dendro_188 | dendro_188 | um | dendro_188 [um] | [8 empty] | _188 | tree_188 |  |  | 0 |  |  |  | stem_inc_188 |  |  | 652245.0562 | 5772964.414 |  |  |  | Flag_0: maintenance; Flag_1: man_flag; Flag_2: undef; Flag_3: limits; Flag_4: T5_Ptemp<0+5h; Alert_1: limit_max=14500
dendrometer tree 188 on channel dendro_301r | 80 |  | 1.3 |  |  |  | 2016-04-04 13:40 | 2016-11-09 12:30 | T5 | CR1T5_T5_YYYY_MM_DD_hhmm.level1.csv | dendro_301r | dendro_188 | um | dendro_188 [um] | [8 empty] | _188 | tree_188 |  |  | 0 |  |  |  | stem_inc_188 |  |  | 652245.0562 | 5772964.414 |  |  |  | Flag_4: T5_Ptemp<0+5h
dendrometer tree 190 | 81 |  | 1.3 |  | oak |  | 2014-04-03 14:10 |  | T5 | CR1T5_T5_YYYY_MM_DD_hhmm.level1.csv | dendro_190 | dendro_190 | um | dendro_190 [um] | [8 empty] | _190 | tree_190 |  |  | 0 |  |  |  | stem_inc_190 |  |  | 652247.5609 | 5772959.186 |  |  |  | Flag_0: maintenance; Flag_1: man_flag; Flag_2: undef; Flag_3: limits; Flag_4: T5_Ptemp<0+5h; Alert_1: limit_max=14500
dendrometer tree 192 |  |  | 1.3 |  | hornbeam |  | 2019-04-03 13:30 |  | T5 | CR1T5_T5_YYYY_MM_DD_hhmm.level1.csv | dendro_192 | dendro_192 | um | dendro_192 [um] | [12 empty] | 0 | [6 empty] | 652249.1769 | 5772969.671 |  |  |  | Flag_0: maintenance; Flag_1: man_flag; Flag_2: undef; Flag_3: limits; Flag_4: T5_Ptemp<0+5h
dendrometer tree 193 | 82 |  | 1.3 |  |  |  | 2014-04-03 14:10 |  | T5 | CR1T5_T5_YYYY_MM_DD_hhmm.level1.csv | dendro_193 | dendro_193 | um | dendro_193 [um] | [8 empty] | _193 | tree_193 |  |  | 0 |  |  |  | stem_inc_193 |  |  | 652248.5403 | 5772970.571 |  |  |  | Flag_0: maintenance; Flag_1: man_flag; Flag_2: undef; Flag_3: limits; Flag_4: T5_Ptemp<0+5h; Alert_1: limit_max=14500
dendrometer tree 194 |  |  | 1.3 |  | oak |  | 2019-04-03 13:30 |  | T5 | CR1T5_T5_YYYY_MM_DD_hhmm.level1.csv | dendro_194 | dendro_194 | um | dendro_194 [um] | [19 empty] | 652243.19 | 5772972.739 |  |  |  | Flag_0: maintenance; Flag_1: man_flag; Flag_2: undef; Flag_3: limits; Flag_4: T5_Ptemp<0+5h
dendrometer tree 202 | 83 |  | 1.3 |  |  |  | 2014-04-03 14:10 | 2015-04-23 12:00 | T5 | CR1T5_T5_YYYY_MM_DD_hhmm.level1.csv | dendro_202 | dendro_202 | um | dendro_202 [um] | [8 empty] | _202 | tree_202 |  |  | 0 |  |  |  | stem_inc_202 |  |  | 652243.469 | 5772988.116 |  |  |  | Flag_0: maintenance; Flag_1: man_flag; Flag_2: undef; Flag_3: limits; Flag_4: T5_Ptemp<0+5h; Alert_1: limit_max=14500
dendrometer tree 214 | 84 |  | 1.3 |  |  |  | 2013-06-06 13:20 |  | T5 | CR1T5_T5_YYYY_MM_DD_hhmm.level1.csv | dendro_214 | dendro_214 | um | dendro_214 [um] | [8 empty] | _214 | tree_214 |  |  | 0 |  |  |  | stem_inc_214 |  |  | 652254.8028 | 5772983.157 |  |  |  | Flag_0: maintenance; Flag_1: man_flag; Flag_2: undef; Flag_3: limits; Flag_4: T5_Ptemp<0+5h; Alert_1: limit_max=14500
dendrometer tree 215 | 85 |  | 1.3 |  |  |  | 2013-06-06 13:20 | 2014-04-03 14:10 | T5 | CR1T5_T5_YYYY_MM_DD_hhmm.level1.csv | dendro_215 | dendro_215 | um | dendro_215 [um] | [8 empty] | _215 | tree_215 |  |  | 0 |  |  |  | stem_inc_215 |  |  | 652249.5405 | 5772987.843 |  |  |  | Flag_0: maintenance; Flag_1: man_flag; Flag_2: undef; Flag_3: limits; Flag_4: T5_Ptemp<0+5h; Alert_1: limit_max=14500
dendrometer tree 217 | 86 |  | 1.3 |  |  |  | 2014-03-26 17:30 | 2015-04-16 14:10 | BC1 | CR1BC1_BC1_YYYY_MM_DD_hhmm.level1.csv | dendro_217_Avg | dendro_217 | um | dendro_217 [um] |  | PlantsTrunkcircumference1_3mAvg10Min_217 | 24486bf65bad3 | Biosphere |  | Stammumfang | Average |  | _217 | tree_217 |  |  | 0 | 15000 |  |  | stem_inc_217 |  |  | 652249.7757 | 5773002.173 |  |  |  | Flag_0: maintenance; Flag_1: man_flag; Flag_2: undef; Flag_3: limits; Flag_4: BC1_Ptemp<0+5h; Alert_1: limit_max=14500
dendrometer tree 218 | 87 |  | 1.3 |  |  |  | 2014-04-15 11:40 |  | BC1 | CR1BC1_BC1_YYYY_MM_DD_hhmm.level1.csv | dendro_218_Avg | dendro_218 | um | dendro_218 [um] |  | PlantsTrunkcircumference1_3mAvg10Min_218 | 24486bf65bad3 | Biosphere |  | Stammumfang | Average |  | _218 | tree_218 |  |  | 0 | 15000 |  |  | stem_inc_218 |  |  | 652251.7404 | 5772995.46 |  |  |  | Flag_0: maintenance; Flag_1: man_flag; Flag_2: undef; Flag_3: limits; Flag_4: BC1_Ptemp<0+5h; Alert_1: limit_max=14500
dendrometer tree 233 | 88 |  | 1.3 |  |  |  | 2014-04-03 14:10 |  | T5 | CR1T5_T5_YYYY_MM_DD_hhmm.level1.csv | dendro_233 | dendro_233 | um | dendro_233 [um] | [8 empty] | _233 | tree_233 |  |  | 0 |  |  |  | stem_inc_233 |  |  | 652267.8356 | 5772981.663 |  |  |  | Flag_0: maintenance; Flag_1: man_flag; Flag_2: undef; Flag_3: limits; Flag_4: T5_Ptemp<0+5h; Alert_1: limit_max=14500
dendrometer tree 235 | 89 |  | 1.3 |  |  |  | 2014-04-03 14:10 | 2015-04-23 12:00 | T5 | CR1T5_T5_YYYY_MM_DD_hhmm.level1.csv | dendro_235 | dendro_235 | um | dendro_235 [um] | [8 empty] | _235 | tree_235 |  |  | 0 |  |  |  | stem_inc_235 |  |  | 652262.2193 | 5772989.829 |  |  |  | Flag_0: maintenance; Flag_1: man_flag; Flag_2: undef; Flag_3: limits; Flag_4: T5_Ptemp<0+5h; Alert_1: limit_max=14500
dendrometer tree 236 | 90 |  | 1.3 |  |  |  | 2014-04-04 11:40 | 2015-04-23 12:10 | T5 | CR1T5_T5_YYYY_MM_DD_hhmm.level1.csv | dendro_236 | dendro_236 | um | dendro_236 [um] | [8 empty] | _236 | tree_236 |  |  | 0 |  |  |  | stem_inc_236 |  |  | 652270.8189 | 5772988.387 |  |  |  | Flag_0: maintenance; Flag_1: man_flag; Flag_2: undef; Flag_3: limits; Flag_4: T5_Ptemp<0+5h; Alert_1: limit_max=14500
dendrometer tree 280 |  |  | 1.3 |  |  |  | 2019-04-03 13:10 |  | BC3 | CR1BC3_BC3_YYYY_MM_DD_hhmm.level1.csv | dendro_280 | dendro_280 | um | dendro_280 [um] | [12 empty] | 0 | 15000 |  |  | stem_inc_280 |  |  | 652187.4286 | 5772994.539 |  |  |  | Flag_0: maintenance; Flag_1: man_flag; Flag_2: undef; Flag_3: limits; Flag_4: BC3_Ptemp<0+5h
dendrometer tree 282 | 91 |  | 1.3 |  | beech |  | 2014-03-26 12:00 |  | BC3 | CR1BC3_BC3_YYYY_MM_DD_hhmm.level1.csv | dendro_282 | dendro_282 | um | dendro_282 [um] |  | PlantsTrunkcircumference1_3mAvg10Min_282 | 66dd8384ba380 | Biosphere |  | Stammumfang | Average |  | _282 | tree_282 |  |  | 0 |  |  |  | stem_inc_282 |  |  | 652191.1576 | 5772978.78 |  |  |  | Flag_0: maintenance; Flag_1: man_flag; Flag_2: undef; Flag_3: limits; Flag_4: BC3_Ptemp<0+5h; Alert_1: limit_max=14500
dendrometer tree 301 | 92 |  | 1.3 |  | oak |  | 2015-04-28 09:50 |  | T5 | CR1T5_T5_YYYY_MM_DD_hhmm.level1.csv | dendro_301 | dendro_301 | um | dendro_301 [um] | [8 empty] | _301 | tree_301 |  |  | 0 |  |  |  | stem_inc_301 |  |  | 652232.656 | 5772954.096 |  |  |  | Flag_0: maintenance; Flag_1: man_flag; Flag_2: undef; Flag_3: limits; Flag_4: T5_Ptemp<0+5h
dendrometer tree 301 radial | 93 |  | 1.3 |  | oak |  | 2014-04-03 14:10 | 2015-04-28 09:40 | T5 | CR1T5_T5_YYYY_MM_DD_hhmm.level1.csv | dendro_301 | dendro_301r | mV | dendro_301r [mV] | [8 empty] | _301r | tree_301 |  |  | 0 |  |  |  | stem_inc_301r |  |  | 652232.656 | 5772954.096 |  |  |  | Flag_0: maintenance; Flag_1: man_flag; Flag_2: undef; Flag_3: limits; Alert_1: limit_max=14500
dendrometer tree 301 radial-not present anymore by fault | 94 | [5 empty] | 2016-04-04 13:40 | 2016-11-09 12:30 | T5 | CR1T5_T5_YYYY_MM_DD_hhmm.level1.csv | dendro_188 | dummy301r |  | dummy301r [] | [12 empty] | 0 | [6 empty] | 652232.656 | 5772954.096
dendrometer tree 301 radial-not present anymore by fault | 95 | [5 empty] | 2016-11-09 12:50 | 2019-04-03 12:40 | T5 | CR1T5_T5_YYYY_MM_DD_hhmm.level1.csv | dendro_301r | dummy301r |  | dummy301r [] | [12 empty] | 0 | [6 empty] | 652232.656 | 5772954.096
dendrometer tree 301 radial-not present thereafter by fault | 96 |  | 1.3 |  |  |  | 2015-04-28 09:50 | 2016-04-04 07:50 | T5 | CR1T5_T5_YYYY_MM_DD_hhmm.level1.csv | dendro_301r | dendro_301r | mV | dendro_301r [mV] | [8 empty] | _301r |  |  |  | 0 |  |  |  | stem_inc_301r |  |  | 652232.656 | 5772954.096 |  |  |  | Flag_0: maintenance; Flag_1: man_flag; Flag_2: undef; Flag_3: limits; Alert_1: limit_max=14500
dew point temperature 33m from Tair33HMP and RH33HMP | 97 |  | 33 |  |  |  | 2014-09-18 14:30 |  | T2 | CR1T2_T2_YYYY_MM_DD_hhmm.level1.csv | derived | Tdew33 | degC | Tdew33 [degC] |  | WeatherDewpointtemperature33mAvg10Min | c4938af6393cf | Atmosphäre |  | Taupunkttemperatur | Average |  |  | Turm Hohes Holz | [5 empty] | Tair33HMP | Tair33HMP RH33HMP |  |  | 652261.8 | 5772996.3 |  | 20 | 50 | Flag_0: maintenance; Flag_1: man_flag; Flag_2: undef; Flag_3: limits; Flag_4: derived
dew point temperature 38m from Tair38HMP and RH38HMP |  |  | 38 |  |  |  | 2019-03-07 14:20 |  | T2 | CR1T2_T2_YYYY_MM_DD_hhmm.level1.csv | derived | Tdew38 | degC | Tdew38 [degC] | [9 empty] | Turm Hohes Holz | [6 empty] | Tair38HMP RH38HMP |  |  | 652261.8 | 5772996.3 |  | 20 | 50 | Flag_0: maintenance; Flag_1: man_flag; Flag_2: undef; Flag_3: limits; Flag_4: derived
dew point temperature 50m from Tair50HMP and RH50HMP | 98 |  | 49 |  |  |  | 2014-06-04 17:40 |  | T1 | CR3T1_T1_YYYY_MM_DD_hhmm.level1.csv | derived | Tdew50HMP | degC | Tdew50HMP [degC] |  | WeatherDewpointtemperature49mAvg10Min | 200867687d0d1 | Atmosphäre |  | Taupunkttemperatur | Average |  |  | Turm Hohes Holz |  |  | -40 | 60 |  |  | Tair50HMP RH50HMP | Tdew50_mir |  | 652261.8 | 5772996.3 |  | 20 | 50 | Flag_0: maintenance; Flag_1: man_flag; Flag_2: undef; Flag_3: limits; Flag_4: derived
dew point temperature 8m from Tair08WXT and RH08WXT | 99 |  | 8 |  |  |  | 2014-06-20 09:20 |  | T3 | CR1T3_T3_YYYY_MM_DD_hhmm.level1.csv | derived | Tdew08 | degC | Tdew08 [degC] |  | WeatherDewpointtemperature8mAvg10Min | 7565ad123bdea | Atmosphäre |  | Taupunkttemperatur | Average |  |  | Turm Hohes Holz | [6 empty] | Tair08WXT RH08WXT |  |  | 652261.8 | 5772996.3 |  | 20 | 50 | Flag_0: maintenance; Flag_1: man_flag; Flag_2: undef; Flag_3: limits; Flag_4: derived
Dewpointmirror measures - No DCC - No controlling | 100 |  | 49 |  |  |  | 2014-11-06 14:00 |  | T6 | CR1T6_T6_YYYY_MM_DD_hhmm.level1.csv | Measure_Tot | Measure_mir |  | Measure_mir [] | [6 empty] | Average |  |  | Turm Hohes Holz | [9 empty] | 652261.8 | 5772996.3 |  |  |  | Flag_0: maintenance; Flag_1: man_flag; Flag_2: undef; Flag_3: limits
diag for snow/vegetation height | 101 |  | 2 |  |  |  | 2014-06-19 17:50 |  | T3 | CR1T3_T3_YYYY_MM_DD_hhmm.level1.csv | Snowqual | snowdiag |  | snowdiag [] |  | DevicesQualityflag2mAvg10Min_snow | 7565ad123bdea | Technische Parameter | Geräte | Qualitätswert (Quality Flag) | Average |  | _snow | Turm Hohes Holz |  |  | 152 |  |  |  | snowheight |  |  | 652261.8 | 5772996.3 |  |  |  | Flag_0: maintenance; Flag_1: man_flag; Flag_2: undef; Flag_3: limits
diffuse radiation SPN1 | 102 |  | 49 |  |  |  | 2014-06-04 |  | T1 | CR3T1_T1_YYYY_MM_DD_hhmm.level1.csv | SWDRdiff | DDR | W/m**2 | DDR [W/m**2] | SW_DIF_1_1_1 | WeatherRadiation_scattered49mAvg10Min | 200867687d0d1 | Atmosphäre |  | Diffuse Strahlung | Average |  |  | Turm Hohes Holz | Rd_1_1_1 |  | -100 | 1200 | 0 | 1200 |  |  |  | 652261.8 | 5772996.3 |  | 20 | 50 | Flag_0: maintenance; Flag_1: man_flag; Flag_2: undef; Flag_3: limits; Flag_4: constant length=120m eps=0.05 thmin=50
distance to target from snow depth sensor | 103 |  | 2 |  |  |  | 2014-06-19 17:50 | 2014-06-25 13:30 | T3 | CR1T3_T3_YYYY_MM_DD_hhmm.level1.csv | TCDT | TCDT | m | TCDT [m] |  |  | 7565ad123bdea | [6 empty] | Turm Hohes Holz | [9 empty] | 652261.8 | 5772996.3 |  |  |  | Flag_0: maintenance; Flag_1: man_flag; Flag_2: undef; Flag_3: limits
dew point mirror air temp from dew point mirror | 104 |  | 49 |  |  |  | 2014-11-06 14:00 |  | T6 | CR1T6_T6_YYYY_MM_DD_hhmm.level1.csv | T_DM | Tair50_mir | degC | Tair50_mir [degC] |  | WeatherAirtemperature49mAvg10Min_mir | 027078876ab91 | Atmosphäre |  | Lufttemperatur | Average |  | _mir | Turm Hohes Holz |  |  |  | 60 |  |  |  | Tair50HMP |  | 652261.8 | 5772996.3 |  |  |  | Flag_0: maintenance; Flag_1: man_flag; Flag_2: undef; Flag_3: limits
dew point mirror alarm | 105 |  | 49 |  |  |  | 2014-11-06 14:00 |  | T6 | CR1T6_T6_YYYY_MM_DD_hhmm.level1.csv | OpticAlarm_Tot | OpticAlarm_mir |  | OpticAlarm_mir [] | [9 empty] | Turm Hohes Holz | [8 empty] | If 1 the mirror reflexion is less then 20% | 652261.8 | 5772996.3 |  |  |  | Flag_0: maintenance; Flag_1: man_flag; Flag_2: undef; Flag_3: limits
dew point mirror- cooling of peltier- percentage of a 10 minute interval | 106 |  | 49 |  |  |  | 2014-11-06 14:00 |  | T6 | CR1T6_T6_YYYY_MM_DD_hhmm.level1.csv | P_cool | P_cool_mir | % | P_cool_mir [%] | [9 empty] | Turm Hohes Holz | [9 empty] | 652261.8 | 5772996.3 |  |  |  | Flag_0: maintenance; Flag_1: man_flag; Flag_2: undef; Flag_3: limits
dew point mirror dew point temperature from dew point mirror | 107 |  | 49 |  |  |  | 2014-11-06 14:00 |  | T6 | CR1T6_T6_YYYY_MM_DD_hhmm.level1.csv | DewP_DM | Tdew50_mir | degC | Tdew50_mir [degC] |  | WeatherDewpointtemperature49mAvg10Min_mir | 027078876ab91 | Atmosphäre |  | Taupunkttemperatur | Average |  | _mir | Turm Hohes Holz |  |  | -40 | 60 |  |  |  | Tdew50 |  | 652261.8 | 5772996.3 |  |  |  | maintenance | man_flag | undef | limits | OpticAlarm_mir | constant length=360m eps=0.01 | remove 6 values after MSL<>-9999 |  |  | OpticAlarm_mir
dew point mirror flow dew point mirror | 108 |  | 49 |  |  |  | 2014-11-06 14:00 |  | T6 | CR1T6_T6_YYYY_MM_DD_hhmm.level1.csv | flow | DP_Flow | SLM | DP_Flow [SLM] | [9 empty] | Turm Hohes Holz | [9 empty] | 652261.8 | 5772996.3 |  |  |  | Flag_0: maintenance; Flag_1: man_flag; Flag_2: undef; Flag_3: limits
dew point mirror heating of peltier - percentage of a 10 minute interval | 109 |  | 49 |  |  |  | 2014-11-06 14:00 |  | T6 | CR1T6_T6_YYYY_MM_DD_hhmm.level1.csv | P_heat | P_heat_mir | % | P_heat_mir [%] | [9 empty] | Turm Hohes Holz | [9 empty] | 652261.8 | 5772996.3 |  |  |  | Flag_0: maintenance; Flag_1: man_flag; Flag_2: undef; Flag_3: limits
dew point mirror Mirror Signal Level | 110 |  | 49 |  |  |  | 2014-11-06 14:00 |  | T6 | CR1T6_T6_YYYY_MM_DD_hhmm.level1.csv | MSL | MSL_mir | % | MSL_mir [%] | [9 empty] | Turm Hohes Holz | [9 empty] | 652261.8 | 5772996.3 |  |  |  | Flag_0: maintenance; Flag_1: man_flag; Flag_2: undef; Flag_3: limits
dew point mirror peltier controlling - digital output | 111 |  | 49 |  |  |  | 2014-11-06 14:00 |  | T6 | CR1T6_T6_YYYY_MM_DD_hhmm.level1.csv | controlling_Tot | controlling_mir |  | controlling_mir [] | [9 empty] | Turm Hohes Holz | [9 empty] | 652261.8 | 5772996.3 |  |  |  | Flag_0: maintenance; Flag_1: man_flag; Flag_2: undef; Flag_3: limits
dew point mirror peltier cooling digital output | 112 |  | 49 |  |  |  | 2014-11-06 14:00 |  | T6 | CR1T6_T6_YYYY_MM_DD_hhmm.level1.csv | cooling_Tot | cooling_mir |  | cooling_mir [] | [9 empty] | Turm Hohes Holz | [9 empty] | 652261.8 | 5772996.3 |  |  |  | Flag_0: maintenance; Flag_1: man_flag; Flag_2: undef; Flag_3: limits
dew point mirror peltier heating - digital output | 113 |  | 49 |  |  |  | 2014-11-06 14:00 |  | T6 | CR1T6_T6_YYYY_MM_DD_hhmm.level1.csv | heating_Tot | heating_mir |  | heating_mir [] | [9 empty] | Turm Hohes Holz | [9 empty] | 652261.8 | 5772996.3 |  |  |  | Flag_0: maintenance; Flag_1: man_flag; Flag_2: undef; Flag_3: limits
dew point mirror peltier neither heating nor cooling - percentage of a 10 minute interval | 114 |  | 49 |  |  |  | 2014-11-06 14:00 |  | T6 | CR1T6_T6_YYYY_MM_DD_hhmm.level1.csv | P_cnorh | P_cnorh_mir | % | P_cnorh_mir [%] | [9 empty] | Turm Hohes Holz | [9 empty] | 652261.8 | 5772996.3 |  |  |  | Flag_0: maintenance; Flag_1: man_flag; Flag_2: undef; Flag_3: limits
dew point mirror rel humidity from dew point temp | 115 |  | 49 |  |  |  | 2014-11-06 14:00 |  | T6 | CR1T6_T6_YYYY_MM_DD_hhmm.level1.csv | RH_DM | RH50_mir | % | RH50_mir [%] |  | WeatherRelativehumidity49mAvg10Min_mir | 027078876ab91 | Atmosphäre |  | Relative Luftfeuchte | Average |  | _mir | Turm Hohes Holz |  |  | 5 | 100 |  |  |  | RH50HMP |  | 652261.8 | 5772996.3 |  | 20 | 50 | maintenance | man_flag | undef | limits | OpticAlarm_mir | constant length=360m eps=0.01 | remove 6 values after MSL<>-9999 |  |  | OpticAlarm_mir
Dummy | 116 | [5 empty] | 2013-01-29 15:10 | 2013-09-18 12:40 | BC2 | CR1BC2_BC2_YYYY_MM_DD_hhmm.level1.csv | dummy | dummy |  | dummy [] | [24 empty] | Flag_0: maintenance; Flag_1: man_flag; Flag_2: undef; Flag_3: limits
H2O-concentration (0.1m) |  |  | 0.1 |  |  |  | 2018-06-14 10:10 |  | T4 | CR1T4_T4_YYYY_MM_DD_hhmm.level1.csv | H2O_001 | H2O_001m | mmol/mol | H2O_001m [mmol/mol] | [5 empty] | Konzentration H2O |  |  | _p | Turm Hohes Holz |  |  | 0 | 60 | [10 empty] | Flag_0: maintenance; Flag_1: man_flag; Flag_2: undef; Flag_3: limits; Flag_4: Flow_001m<0.5or>1.8
H2O-concentration (0.4m) |  |  | 0.4 |  |  |  | 2018-06-14 10:10 |  | T4 | CR1T4_T4_YYYY_MM_DD_hhmm.level1.csv | H2O_004 | H2O_004m | mmol/mol | H2O_004m [mmol/mol] | [5 empty] | Konzentration H2O |  |  | _p | Turm Hohes Holz |  |  | 0 | 60 | [10 empty] | Flag_0: maintenance; Flag_1: man_flag; Flag_2: undef; Flag_3: limits; Flag_4: Flow_004m<0.5or>1.8
H2O-concentration (10m) |  |  | 10 |  |  |  | 2018-06-14 10:10 |  | T4 | CR1T4_T4_YYYY_MM_DD_hhmm.level1.csv | H2O_10 | H2O_10m | mmol/mol | H2O_10m [mmol/mol] | [5 empty] | Konzentration H2O |  |  | _p | Turm Hohes Holz |  |  | 0 | 60 | [10 empty] | Flag_0: maintenance; Flag_1: man_flag; Flag_2: undef; Flag_3: limits; Flag_4: Flow_10m<0.5or>1.8
H2O-concentration (14m) | 117 |  | 14.2 |  |  |  | 2014-08-21 14:20 |  | T4 | CR1T4_T4_YYYY_MM_DD_hhmm.level1.csv | H2O_14 | H2O_14m | mmol/mol | H2O_14m [mmol/mol] |  | WeatherConcentrationh2o14_2mAvg10Min_p | f63420180a6c2 | Atmosphäre |  | Konzentration H2O | Average |  | _p | Turm Hohes Holz |  |  | 0 | 60 | [5 empty] | 652261.8 | 5772996.3 |  |  |  | Flag_0: maintenance; Flag_1: man_flag; Flag_2: undef; Flag_3: limits; Flag_4: Flow_14m<0.5or>1.8
H2O-concentration (1m) | 118 |  | 1 |  |  |  | 2014-08-21 14:20 |  | T4 | CR1T4_T4_YYYY_MM_DD_hhmm.level1.csv | H2O_01 | H2O_01m | mmol/mol | H2O_01m [mmol/mol] |  | WeatherConcentrationh2o1mAvg10Min_p | f63420180a6c2 | Atmosphäre |  | Konzentration H2O | Average |  | _p | Turm Hohes Holz |  |  | 0 | 60 | [5 empty] | 652261.8 | 5772996.3 |  |  |  | Flag_0: maintenance; Flag_1: man_flag; Flag_2: undef; Flag_3: limits; Flag_4: Flow_01m<0.5or>1.8
H2O-concentration (22m) | 119 |  | 22 |  |  |  | 2014-08-21 14:20 |  | T4 | CR1T4_T4_YYYY_MM_DD_hhmm.level1.csv | H2O_22 | H2O_22m | mmol/mol | H2O_22m [mmol/mol] |  | WeatherConcentrationh2o22mAvg10Min_p | f63420180a6c2 | Atmosphäre |  | Konzentration H2O | Average |  | _p | Turm Hohes Holz |  |  | 0 | 60 | [5 empty] | 652261.8 | 5772996.3 |  |  |  | Flag_0: maintenance; Flag_1: man_flag; Flag_2: undef; Flag_3: limits; Flag_4: Flow_22m<0.5or>1.8
H2O-concentration (29m) | 120 |  | 29 |  |  |  | 2014-08-21 14:20 |  | T4 | CR1T4_T4_YYYY_MM_DD_hhmm.level1.csv | H2O_29 | H2O_29m | mmol/mol | H2O_29m [mmol/mol] |  | WeatherConcentrationh2o29mAvg10Min_p | f63420180a6c2 | Atmosphäre |  | Konzentration H2O | Average |  | _p | Turm Hohes Holz |  |  | 0 | 60 | [5 empty] | 652261.8 | 5772996.3 |  |  |  | Flag_0: maintenance; Flag_1: man_flag; Flag_2: undef; Flag_3: limits; Flag_4: Flow_29m<0.5or>1.8
H2O-concentration (2m) | 121 |  | 2 |  |  |  | 2014-08-21 14:20 |  | T4 | CR1T4_T4_YYYY_MM_DD_hhmm.level1.csv | H2O_02 | H2O_02m | mmol/mol | H2O_02m [mmol/mol] |  | WeatherConcentrationh2o2mAvg10Min_p | f63420180a6c2 | Atmosphäre |  | Konzentration H2O | Average |  | _p | Turm Hohes Holz |  |  | 0 | 60 | [5 empty] | 652261.8 | 5772996.3 |  |  |  | Flag_0: maintenance; Flag_1: man_flag; Flag_2: undef; Flag_3: limits; Flag_4: Flow_02m<0.5or>1.8
H2O-concentration (33m) | 122 |  | 33 |  |  |  | 2014-08-21 14:20 | 2018-06-14 08:20 | T4 | CR1T4_T4_YYYY_MM_DD_hhmm.level1.csv | H2O_33 | H2O_33m | mmol/mol | H2O_33m [mmol/mol] |  | WeatherConcentrationh2o33mAvg10Min_p | f63420180a6c2 | Atmosphäre |  | Konzentration H2O | Average |  | _p | Turm Hohes Holz |  |  | 0 | 60 | [5 empty] | 652261.8 | 5772996.3 |  |  |  | Flag_0: maintenance; Flag_1: man_flag; Flag_2: undef; Flag_3: limits; Flag_4: Flow_33m<0.5or>1.8
H2O-concentration (38m) |  |  | 38 |  |  |  | 2018-06-14 10:10 |  | T4 | CR1T4_T4_YYYY_MM_DD_hhmm.level1.csv | H2O_38 | H2O_38m | mmol/mol | H2O_38m [mmol/mol] | [5 empty] | Konzentration H2O | Average |  | _p | Turm Hohes Holz |  |  | 0 | 60 | [10 empty] | Flag_0: maintenance; Flag_1: man_flag; Flag_2: undef; Flag_3: limits; Flag_4: Flow_38m<0.5or>1.8
H2O-concentration (49m) | 123 |  | 49 |  |  |  | 2014-08-21 14:20 | 2018-06-14 08:20 | T4 | CR1T4_T4_YYYY_MM_DD_hhmm.level1.csv | H2O_49 | H2O_49m | mmol/mol | H2O_49m [mmol/mol] |  | WeatherConcentrationh2o49mAvg10Min_p | f63420180a6c2 | Atmosphäre |  | Konzentration H2O | Average |  | _p | Turm Hohes Holz |  |  | 0 | 60 |  |  |  | H2Oc50 |  | 652261.8 | 5772996.3 |  | 20 | 50 | Flag_0: maintenance; Flag_1: man_flag; Flag_2: undef; Flag_3: limits; Flag_4: Flow_49m<0.5or>1.8
H2O-concentration (49m) |  |  | 49 |  |  |  | 2018-06-14 10:10 |  | T4 | CR1T4_T4_YYYY_MM_DD_hhmm.level1.csv | H2O_50 | H2O_49m | mmol/mol | H2O_49m [mmol/mol] |  | WeatherConcentrationh2o49mAvg10Min_p | f63420180a6c2 | Atmosphäre |  | Konzentration H2O | Average |  | _p | Turm Hohes Holz |  |  | 0 | 60 |  |  |  | H2Oc50 |  | 652261.8 | 5772996.3 |  | 20 | 50 | Flag_0: maintenance; Flag_1: man_flag; Flag_2: undef; Flag_3: limits; Flag_4: Flow_49m<0.5or>1.8
H2O-concentration (4m) | 124 |  | 4 |  |  |  | 2014-08-21 14:20 |  | T4 | CR1T4_T4_YYYY_MM_DD_hhmm.level1.csv | H2O_04 | H2O_04m | mmol/mol | H2O_04m [mmol/mol] |  | WeatherConcentrationh2o4mAvg10Min_p | f63420180a6c2 | Atmosphäre |  | Konzentration H2O | Average |  | _p | Turm Hohes Holz |  |  | 0 | 60 | [5 empty] | 652261.8 | 5772996.3 |  |  |  | Flag_0: maintenance; Flag_1: man_flag; Flag_2: undef; Flag_3: limits; Flag_4: Flow_04m<0.5or>1.8
H2O-concentration (8m) | 125 |  | 8 |  |  |  | 2014-08-21 14:20 |  | T4 | CR1T4_T4_YYYY_MM_DD_hhmm.level1.csv | H2O_08 | H2O_08m | mmol/mol | H2O_08m [mmol/mol] |  | WeatherConcentrationh2o8mAvg10Min_p | f63420180a6c2 | Atmosphäre |  | Konzentration H2O | Average |  | _p | Turm Hohes Holz |  |  | 0 | 60 |  |  |  | H2Oc08 |  | 652261.8 | 5772996.3 |  |  |  | Flag_0: maintenance; Flag_1: man_flag; Flag_2: undef; Flag_3: limits; Flag_4: Flow_08m<0.5or>1.8
hail (WXT- 2m) | 126 |  | 2 |  |  |  | 2013-09-16 | 2014-06-20 | BC3 | CR1BC3_WXT_YYYY_MM_DD_hhmm.dat | Hamount_Tot | hail02WXT | hits/cm**2 | hail02WXT [hits/cm**2] |  | WeatherPrecipitationintensity(hail)2mSum10Min | 66dd8384ba380 | Atmosphäre |  |  | Sum |  |  | logger_BC3 | [9 empty] | 652195.5712 | 5772980.9206 |  |  |  | Flag_0: maintenance; Flag_1: man_flag; Flag_2: undef; Flag_3: limits
hail (WXT- 8m) | 127 |  | 8 |  |  |  | 2014-06-20 09:20 |  | T3 | CR1T3_T3_YYYY_MM_DD_hhmm.level1.csv | hail08_WXT | hail08WXT | hits/cm**2 | hail08WXT [hits/cm**2] |  | WeatherPrecipitationintensity(hail)8mSum10Min | 7565ad123bdea | Atmosphäre |  | Niederschlagsmenge, Hagel | Sum |  |  | Turm Hohes Holz | [9 empty] | 652261.8 | 5772996.3 |  |  |  | Flag_0: maintenance; Flag_1: man_flag; Flag_2: undef; Flag_3: limits
infrared temperature of surface 2m | 128 |  | 2 |  |  |  | 2014-07-01 15:50 |  | T3 | CR1T3_T3_YYYY_MM_DD_hhmm.level1.csv | TRad | Trad02 | degC | Trad02 [degC] |  | WeatherSurfaceradiationtemperature2mAvg10Min | 7565ad123bdea | Atmosphäre |  | Strahlungstemperatur der Oberfläche | Average |  |  | Turm Hohes Holz |  |  | -35 | 50 |  |  |  | Tair02PT |  | 652261.8 | 5772996.3 |  | 20 | 50 | Flag_0: maintenance; Flag_1: man_flag; Flag_2: undef; Flag_3: limits; Flag_4: MAD deriv=0 z=7 length=180d
infrared temperature of surface 50m- north | 129 |  | 49 |  |  |  | 2014-06-04 | 2017-06-14 12:40 | T1 | CR3T1_T1_YYYY_MM_DD_hhmm.level1.csv | Trad50n | Trad50n | degC | Trad50n [degC] |  | WeatherSurfaceradiationtemperature49mAvg10Min_n | 200867687d0d1 | Atmosphäre |  | Strahlungstemperatur der Oberfläche | Average |  | _n | Turm Hohes Holz |  |  | -35 | 50 |  |  |  | Trad50s Trad_pyr | moved to T7 | 652261.8 | 5772996.3 |  | 20 | 50 | Flag_0: maintenance; Flag_1: man_flag; Flag_2: undef; Flag_3: limits; Flag_4: MAD deriv=0 z=7 length=180d
infrared temperature of surface 50m- south | 130 |  | 49 |  |  |  | 2014-06-04 | 2017-06-14 12:40 | T1 | CR3T1_T1_YYYY_MM_DD_hhmm.level1.csv | Trad50s | Trad50s | degC | Trad50s [degC] |  | WeatherSurfaceradiationtemperature49mAvg10Min_s | 200867687d0d1 | Atmosphäre |  | Strahlungstemperatur der Oberfläche | Average |  | _s | Turm Hohes Holz |  |  | -35 | 50 |  |  |  | Trad50n Trad_pyr | moved to T7 | 652261.8 | 5772996.3 |  | 20 | 50 | Flag_0: maintenance; Flag_1: man_flag; Flag_2: undef; Flag_3: limits; Flag_4: MAD deriv=0 z=7 length=180d
logger panel temperature CR1000-BC1 | 131 |  | 1 |  |  |  | 2014-08-05 |  | BC1 | CR1BC1_BC1_YYYY_MM_DD_hhmm.level1.csv | PTemp | BC1_Ptemp | degC | BC1_Ptemp [degC] |  | DevicesTemperaturedatalogger1mAvg10Min_bc1 | 24486bf65bad3 | Technische Parameter | Geräte | Temperatur Datenlogger | Average |  | _bc1 | logger_BC1 |  |  | -20 | 50 |  |  |  | BC2_Ptemp BC3_Ptemp T1_Ptemp T2_Ptemp T3_Ptemp T4_Ptemp T5_Ptemp T6_Ptemp |  | 652243.2477 | 5773015.6705 |  |  |  | Flag_0: maintenance; Flag_1: man_flag; Flag_2: undef; Flag_3: limits
logger panel temperature CR1000-BC2 | 132 |  | 1 |  |  |  | 2014-08-05 16:30 |  | BC2 | CR1BC2_BC2_YYYY_MM_DD_hhmm.level1.csv | PTemp | BC2_Ptemp | degC | BC2_Ptemp [degC] |  | DevicesTemperaturedatalogger1mAvg10Min_bc2 | 46cb73dcff9bd | Technische Parameter | Geräte | Temperatur Datenlogger | Average |  | _bc2 | logger_BC2 |  |  | -20 | 50 |  |  |  | BC1_Ptemp BC3_Ptemp T1_Ptemp T2_Ptemp T3_Ptemp T4_Ptemp T5_Ptemp T6_Ptemp |  | 652226.0787 | 5773013.7375 |  |  |  | Flag_0: maintenance; Flag_1: man_flag; Flag_2: undef; Flag_3: limits
logger panel temperature CR1000-BC3 | 133 |  | 1 |  |  |  | 2014-08-05 16:30 |  | BC3 | CR1BC3_BC3_YYYY_MM_DD_hhmm.level1.csv | PTemp | BC3_Ptemp | degC | BC3_Ptemp [degC] |  | DevicesTemperaturedatalogger1mAvg10Min_bc3 | 66dd8384ba380 | Technische Parameter | Geräte | Temperatur Datenlogger | Average |  | _bc3 | logger_BC3 |  |  | -20 | 50 |  |  |  | BC1_Ptemp BC2_Ptemp T1_Ptemp T2_Ptemp T3_Ptemp T4_Ptemp T5_Ptemp T6_Ptemp |  | 652195.5712 | 5772980.9206 |  |  |  | Flag_0: maintenance; Flag_1: man_flag; Flag_2: undef; Flag_3: limits
logger panel temperature CR1000-T5 | 134 |  | 1 |  |  |  | 2013-04-04 11:00 |  | T5 | CR1T5_T5_YYYY_MM_DD_hhmm.level1.csv | PTemp | T5_Ptemp | degC | T5_Ptemp [degC] |  | DevicesTemperaturedatalogger1mAvg10Min_t5 | e3e82563bb50b | Technische Parameter | Geräte | Temperatur Datenlogger | Average |  | _t5 | logger_T5 |  |  | -20 | 50 |  |  |  | BC1_Ptemp BC2_Ptemp BC3_Ptemp T1_Ptemp T2_Ptemp T3_Ptemp T4_Ptemp T6_Ptemp |  | 652244.8 | 5772973.7 |  |  |  | Flag_0: maintenance; Flag_1: man_flag; Flag_2: undef; Flag_3: limits
logger panel temperature T1 | 135 |  | 49 |  |  |  | 2014-06-04 |  | T1 | CR3T1_T1_YYYY_MM_DD_hhmm.level1.csv | temp | T1_Ptemp | degC | T1_Ptemp [degC] |  | DevicesTemperaturedatalogger49mAvg10Min_t1 | 200867687d0d1 | Technische Parameter | Geräte | Temperatur Datenlogger | Average |  | _t1 | Turm Hohes Holz |  |  | -20 | 50 |  |  |  | BC1_Ptemp BC2_Ptemp BC3_Ptemp T2_Ptemp T3_Ptemp T4_Ptemp T5_Ptemp T6_Ptemp |  | 652261.8 | 5772996.3 |  |  |  | Flag_0: maintenance; Flag_1: man_flag; Flag_2: undef; Flag_3: limits
logger panel temperature T2 | 136 |  | 22 |  |  |  | 2014-07-09 07:40 |  | T2 | CR1T1_T2_YYYY_MM_DD_hhmm.level1.csv | PTemp | T2_Ptemp | degC | T2_Ptemp [degC] |  | DevicesTemperaturedatalogger22mAvg10Min_t2 | c4938af6393cf | Technische Parameter | Geräte | Temperatur Datenlogger | Average |  | _t2 | Turm Hohes Holz |  |  | -20 | 50 |  |  |  | BC1_Ptemp BC2_Ptemp BC3_Ptemp T1_Ptemp T3_Ptemp T4_Ptemp T5_Ptemp T6_Ptemp |  | 652261.8 | 5772996.3 |  |  |  | Flag_0: maintenance; Flag_1: man_flag; Flag_2: undef; Flag_3: limits
logger panel temperature T3 | 137 |  | 5.5 |  |  |  | 2014-06-19 17:50 |  | T3 | CR1T3_T3_YYYY_MM_DD_hhmm.level1.csv | PTemp | T3_Ptemp | degC | T3_Ptemp [degC] |  | DevicesTemperaturedatalogger5_5mAvg10Min_t3 | 7565ad123bdea | Technische Parameter | Geräte | Temperatur Datenlogger | Average |  | _t3 | Turm Hohes Holz |  |  | -20 | 50 |  |  |  | BC1_Ptemp BC2_Ptemp BC3_Ptemp T1_Ptemp T2_Ptemp T4_Ptemp T5_Ptemp T6_Ptemp |  | 652261.8 | 5772996.3 |  |  |  | Flag_0: maintenance; Flag_1: man_flag; Flag_2: undef; Flag_3: limits
profile analyser cell pressure | 138 |  | 1 |  |  |  | 2014-08-21 14:20 |  | T4 | CR1T4_T4_YYYY_MM_DD_hhmm.level1.csv | CellPres | LI840_CellPres | hPa | LI840_CellPres [hPa] |  | DevicesCellpressure1mAvg10Min | f63420180a6c2 | Technische Parameter | Geräte | Zell-Druck | Average |  |  | Turm Hohes Holz |  |  | 600 | 1150 |  |  | CO2_01m H2O_01m CO2_02m H2O_02m CO2_04m H2O_04m CO2_08m H2O_08m CO2_14m H2O_14m CO2_22m H2O_22m CO2_29m H2O_29m CO2_33m H2O_33m CO2_49m H2O_49m |  |  | 652261.8 | 5772996.3 |  |  |  | Flag_0: maintenance; Flag_1: man_flag; Flag_2: undef; Flag_3: limits
logger panel temperature T6 | 139 |  | 49 |  |  |  | 2014-11-06 14:00 |  | T6 | CR1T6_T6_YYYY_MM_DD_hhmm.level1.csv | PTemp | T6_Ptemp | degC | T6_Ptemp [degC] |  | DevicesTemperaturedatalogger49mAvg10Min_t6 | 027078876ab91 | Technische Parameter | Geräte | Temperatur Datenlogger | Average |  | _t6 | Turm Hohes Holz |  |  | -20 | 50 |  |  |  | BC1_Ptemp BC2_Ptemp BC3_Ptemp T1_Ptemp T2_Ptemp T3_Ptemp T4_Ptemp T5_Ptemp |  | 652261.8 | 5772996.3 |  |  |  | Flag_0: maintenance; Flag_1: man_flag; Flag_2: undef; Flag_3: limits
Logger voltage CR1000-BC1 | 140 |  | 1 |  |  |  | 2014-08-05 |  | BC1 | CR1BC1_BC1_YYYY_MM_DD_hhmm.level1.csv | batt_volt_Min | BC1_Voltage | V | BC1_Voltage [V] |  | DevicesVoltagelogger1mAvg10Min_bc1 | 24486bf65bad3 | Technische Parameter | Geräte | Spannung Datenlogger | Average |  | _bc1 | logger_BC1 |  |  | 11 | 14 | [5 empty] | 652243.2477 | 5773015.6705 |  |  |  | Flag_0: maintenance; Flag_1: man_flag; Flag_2: undef; Flag_3: limits; Alert_1: limit min/max
Logger voltage CR1000-BC2 | 141 |  | 1 |  |  |  | 2014-08-05 16:30 |  | BC2 | CR1BC2_BC2_YYYY_MM_DD_hhmm.level1.csv | batt_volt_Min | BC2_Voltage | V | BC2_Voltage [V] |  | DevicesVoltagelogger1mAvg10Min_bc2 | 46cb73dcff9bd | Technische Parameter | Geräte | Spannung Datenlogger | Average |  | _bc2 | logger_BC2 |  |  | 11 | 14 | [5 empty] | 652226.0787 | 5773013.7375 |  |  |  | Flag_0: maintenance; Flag_1: man_flag; Flag_2: undef; Flag_3: limits; Alert_1: limit min/max
Logger voltage CR1000-BC3 | 142 |  | 1 |  |  |  | 2014-08-05 16:30 |  | BC3 | CR1BC3_BC3_YYYY_MM_DD_hhmm.level1.csv | batt_volt_Min | BC3_Voltage | V | BC3_Voltage [V] |  | DevicesVoltagelogger1mAvg10Min_bc3 | 66dd8384ba380 | Technische Parameter | Geräte | Spannung Datenlogger | Average |  | _bc3 | logger_BC3 |  |  | 11 | 14 | [5 empty] | 652195.5712 | 5772980.9206 |  |  |  | Flag_0: maintenance; Flag_1: man_flag; Flag_2: undef; Flag_3: limits; Alert_1: limit min/max
Logger voltage CR1000-T5 | 143 |  | 1 |  |  |  | 2013-04-04 11:00 |  | T5 | CR1T5_T5_YYYY_MM_DD_hhmm.level1.csv | batt_volt | T5_Voltage | V | T5_Voltage [V] |  | DevicesVoltagelogger1mAvg10Min_t5 | e3e82563bb50b | Technische Parameter | Geräte | Spannung Datenlogger | Average |  | _t5 | logger_T5 |  |  | 11 | 14 | [5 empty] | 652244.8 | 5772973.7 |  |  |  | Flag_0: maintenance; Flag_1: man_flag; Flag_2: undef; Flag_3: limits; Alert_1: limit min/max
Logger voltage T1 | 144 |  | 49 |  |  |  | 2014-06-04 |  | T1 | CR3T1_T1_YYYY_MM_DD_hhmm.level1.csv | batt_volt_Min | T1_Voltage | V | T1_Voltage [V] |  | DevicesVoltagelogger49mAvg10Min_t1 | 200867687d0d1 | Technische Parameter | Geräte | Spannung Datenlogger | Average |  | _t1 | Turm Hohes Holz |  |  | 11 | 14 | [5 empty] | 652261.8 | 5772996.3 |  |  |  | Flag_1: man_flag; Flag_2: undef; Flag_3: limits; Alert_1: limit min/max
Logger voltage T2 | 145 |  | 22 |  |  |  | 2014-07-09 07:40 |  | T2 | CR1T1_T2_YYYY_MM_DD_hhmm.level1.csv | BattV_Min | T2_Voltage | V | T2_Voltage [V] |  | DevicesVoltagelogger22mAvg10Min_t2 | c4938af6393cf | Technische Parameter | Geräte | Spannung Datenlogger | Average |  | _t2 | Turm Hohes Holz |  |  | 11 | 14 | [5 empty] | 652261.8 | 5772996.3 |  |  |  | Flag_0: maintenance; Flag_1: man_flag; Flag_2: undef; Flag_3: limits; Alert_1: limit min/max
Logger voltage T3 | 146 |  | 5.5 |  |  |  | 2014-06-19 17:50 |  | T3 | CR1T3_T3_YYYY_MM_DD_hhmm.level1.csv | batt_volt_Min | T3_Voltage | V | T3_Voltage [V] |  | DevicesVoltagelogger5_5mAvg10Min_t3 | 7565ad123bdea | Technische Parameter | Geräte | Spannung Datenlogger | Average |  | _t3 | Turm Hohes Holz |  |  | 11 | 14 | [5 empty] | 652261.8 | 5772996.3 |  |  |  | Flag_0: maintenance; Flag_1: man_flag; Flag_2: undef; Flag_3: limits; Alert_1: limit min/max
profile analyser cell temperature | 147 |  | 1 |  |  |  | 2014-08-21 14:20 |  | T4 | CR1T4_T4_YYYY_MM_DD_hhmm.level1.csv | CellTemp | LI840_CellTemp | degC | LI840_CellTemp [degC] |  | DevicesCelltemperature1mAvg10Min | f63420180a6c2 | Technische Parameter | Geräte | Zell-Temperatur | Average |  |  | Turm Hohes Holz |  |  | 50 | 54 |  |  | CO2_01m H2O_01m CO2_02m H2O_02m CO2_04m H2O_04m CO2_08m H2O_08m CO2_14m H2O_14m CO2_22m H2O_22m CO2_29m H2O_29m CO2_33m H2O_33m CO2_49m H2O_49m |  |  | 652261.8 | 5772996.3 |  |  |  | Flag_0: maintenance; Flag_1: man_flag; Flag_2: undef; Flag_3: limits
Logger voltage T6 | 148 |  | 49 |  |  |  | 2014-11-06 14:00 |  | T6 | CR1T6_T6_YYYY_MM_DD_hhmm.level1.csv | batt_volt | T6_Voltage | V | T6_Voltage [V] |  | DevicesVoltagelogger49mAvg10Min_t6 | 027078876ab91 | Technische Parameter | Geräte | Spannung Datenlogger | Average |  | _t6 | Turm Hohes Holz |  |  | 11.5 | 13 | [5 empty] | 652261.8 | 5772996.3 |  |  |  | Flag_0: maintenance; Flag_1: man_flag; Flag_2: undef; Flag_3: limits; Alert_1: limit min/max
long wave radiation (in) | 149 |  | 49 |  |  |  | 2014-06-04 |  | T1 | CR3T1_T1_YYYY_MM_DD_hhmm.level1.csv | LWDR | LWDR | W/m**2 | LWDR [W/m**2] | LW_IN_1_1_1 | WeatherRadiationfir_in49mAvg10Min_cnr4 | 200867687d0d1 | Atmosphäre |  | FIR-Strahlung, In | Average |  | _cnr4 | Turm Hohes Holz |  | lwdown | 180 | 520 |  |  | TDR Rn |  |  | 652261.8 | 5772996.3 |  | 20 | 50 | Flag_0: maintenance; Flag_1: man_flag; Flag_2: undef; Flag_3: limits; Flag_4: constant length=600m eps=0.05 thmin=50; Flag_6: Heating_CNR4 off; Flag_7: RH50HMP flagged2
long wave radiation (out) | 150 |  | 49 |  |  |  | 2014-06-04 |  | T1 | CR3T1_T1_YYYY_MM_DD_hhmm.level1.csv | LWUR | LWUR | W/m**2 | LWUR [W/m**2] | LW_OUT_1_1_1 | WeatherRadiationfir_out49mAvg10Min_cnr4 | 200867687d0d1 | Atmosphäre |  | FIR-Strahlung, Out | Average |  | _cnr4 | Turm Hohes Holz |  |  | 220 | 600 |  |  | TUR Rn Trad_pyr |  |  | 652261.8 | 5772996.3 |  | 20 | 50 | Flag_0: maintenance; Flag_1: man_flag; Flag_2: undef; Flag_3: limits; Flag_4: constant length=600m eps=0.05 thmin=50; Flag_6: Heating_CNR4 off; Flag_7: RH50HMP flagged2
net radiation (from SWDR SWUR LWDR LWUR) | 151 |  | 49 |  |  |  | 2014-06-04 17:40 |  | T1 | CR3T1_T1_YYYY_MM_DD_hhmm.level1.csv | derived | Rn | W/m**2 | Rn [W/m**2] |  | WeatherNetradiation_total49mAvg10Min | 200867687d0d1 | Atmosphäre |  | Nettostrahlung, Total | Average |  |  | Turm Hohes Holz | Rn_1_1_1 |  | -500 | 1200 |  |  | SWDR SWUR LWDR LWUR Tpyr |  |  | 652261.8 | 5772996.3 |  | 20 | 50 | Flag_0: maintenance; Flag_1: man_flag; Flag_2: undef; Flag_3: limits; Flag_4: derived
photosynthetic active radiation 14.2m (in) | 152 |  | 14.2 |  |  |  | 2014-07-15 17:30 |  | T2 | CR1T1_T2_YYYY_MM_DD_hhmm.level1.csv | PARdown14 | PARD14 | umol/m**2 s | PARD14 [umol/m**2 s] |  | WeatherRadiationppfd_in14_2mAvg10Min | c4938af6393cf | Atmosphäre |  | PPFD Strahlung, In | Average |  |  | Turm Hohes Holz |  |  | -20 | 2500 | 0 |  |  |  |  | 652261.8 | 5772996.3 |  |  |  | Flag_0: maintenance; Flag_1: man_flag; Flag_2: undef; Flag_3: limits; Flag_4: constant length=120m eps=0.05 thmin=50
photosynthetic active radiation 22m (in) | 153 |  | 22 |  |  |  | 2014-07-22 14:00 |  | T2 | CR1T1_T2_YYYY_MM_DD_hhmm.level1.csv | PARdown22 | PARD22 | umol/m**2 s | PARD22 [umol/m**2 s] |  | WeatherRadiationppfd_in22mAvg10Min | c4938af6393cf | Atmosphäre |  | PPFD Strahlung, In | Average |  |  | Turm Hohes Holz |  |  | -20 | 2500 | 0 |  |  |  |  | 652261.8 | 5772996.3 |  |  |  | Flag_0: maintenance; Flag_1: man_flag; Flag_2: undef; Flag_3: limits; Flag_4: constant length=120m eps=0.05 thmin=50
photosynthetic active radiation 2m (in) | 154 |  | 2 |  |  |  | 2014-07-01 15:40 |  | T3 | CR1T3_T3_YYYY_MM_DD_hhmm.level1.csv | PARdown02 | PARD02 | umol/m**2 s | PARD02 [umol/m**2 s] |  | WeatherRadiationppfd_in2mAvg10Min | 7565ad123bdea | Atmosphäre |  | PPFD Strahlung, In | Average |  |  | Turm Hohes Holz |  |  | -20 | 2500 | 0 |  |  |  |  | 652261.8 | 5772996.3 |  |  |  | Flag_0: maintenance; Flag_1: man_flag; Flag_2: undef; Flag_3: limits; Flag_4: constant length=120m eps=0.05 thmin=50
photosynthetic active radiation 4m (in) | 155 |  | 4 |  |  |  | 2014-06-19 17:50 |  | T3 | CR1T3_T3_YYYY_MM_DD_hhmm.level1.csv | PARdown04 | PARD04 | umol/m**2 s | PARD04 [umol/m**2 s] |  | WeatherRadiationppfd_in4mAvg10Min | 7565ad123bdea | Atmosphäre |  | PPFD Strahlung, In | Average |  |  | Turm Hohes Holz |  |  | -20 | 2500 | 0 |  |  |  |  | 652261.8 | 5772996.3 |  |  |  | Flag_0: maintenance; Flag_1: man_flag; Flag_2: undef; Flag_3: limits; Flag_4: constant length=120m eps=0.05 thmin=50
photosynthetic active radiation 50m (in) | 156 |  | 49 |  |  |  | 2014-07-01 11:40 |  | T1 | CR3T1_T1_YYYY_MM_DD_hhmm.level1.csv | PARdown50 | PARD50 | umol/m**2 s | PARD50 [umol/m**2 s] | PPFD_IN_1_1_1 | WeatherRadiationppfd_in49mAvg10Min | 200867687d0d1 | Atmosphäre |  | PPFD Strahlung, In | Average |  |  | Turm Hohes Holz | PPFD_1_1_1 |  | -20 | 2500 | 0 |  | PAlbedo50 | PARBF5 |  | 652261.8 | 5772996.3 |  | 20 | 50 | Flag_0: maintenance; Flag_1: man_flag; Flag_2: undef; Flag_3: limits; Flag_4: constant length=120m eps=0.05 thmin=50; Alert_1: compare thres_CNR4_LI190=50; Alert_2: VGL mit SWDRspn1 aus auf Monatsbasis Vorjahr um Degradierung zu detektieren | Konstanz nicht möglich bei >100umol/m2, Wert prüfen1umol..
photosynthetic active radiation 50m (out) | 157 |  | 49 |  |  |  | 2014-07-01 11:40 |  | T1 | CR3T1_T1_YYYY_MM_DD_hhmm.level1.csv | PARup50 | PARU50 | umol/m**2 s | PARU50 [umol/m**2 s] | PPFD_OUT_1_1_1 | WeatherRadiationppfd_out49mAvg10Min | 200867687d0d1 | Atmosphäre |  | PPFD Strahlung, Out | Average |  |  | Turm Hohes Holz |  |  | -20 | 1500 | 0 |  | PAlbedo50 |  |  | 652261.8 | 5772996.3 |  | 20 | 50 | Flag_0: maintenance; Flag_1: man_flag; Flag_2: undef; Flag_3: limits; Flag_4: constant length=120m eps=0.05 thmin=50
photosynthetic active radiation 8m (in) | 158 |  | 8 |  |  |  | 2014-06-19 17:50 |  | T3 | CR1T3_T3_YYYY_MM_DD_hhmm.level1.csv | PARdown08 | PARD08 | umol/m**2 s | PARD08 [umol/m**2 s] |  | WeatherRadiationppfd_in8mAvg10Min | 7565ad123bdea | Atmosphäre |  | PPFD Strahlung, In | Average |  |  | Turm Hohes Holz |  |  | -20 | 2500 | 0 |  | PAlbedo08 |  |  | 652261.8 | 5772996.3 |  | 20 | 50 | Flag_0: maintenance; Flag_1: man_flag; Flag_2: undef; Flag_3: limits; Flag_4: constant length=120m eps=0.05 thmin=50
photosynthetic active radiation 8m (out) | 159 |  | 8 |  |  |  | 2014-06-19 17:50 |  | T3 | CR1T3_T3_YYYY_MM_DD_hhmm.level1.csv | PARup08 | PARU08 | umol/m**2 s | PARU08 [umol/m**2 s] |  | WeatherRadiationppfd_out8mAvg10Min | 7565ad123bdea | Atmosphäre |  | PPFD Strahlung, Out | Average |  |  | Turm Hohes Holz |  |  | -20 | 1500 | 0 |  | PAlbedo08 |  |  | 652261.8 | 5772996.3 |  |  |  | Flag_0: maintenance; Flag_1: man_flag; Flag_2: undef; Flag_3: limits; Flag_4: constant length=120m eps=0.05 thmin=50
potential temperature 1m from Tair01PT | 160 |  | 1 |  |  |  | 2014-06-20 09:20 |  | T3 | CR1T3_T3_YYYY_MM_DD_hhmm.level1.csv | derived | Tpot01 | K | Tpot01 [K] |  | WeatherPotentialtemperature1mAvg10Min | 7565ad123bdea | Atmosphäre |  | Potentielle Temperatur | Average |  |  | Turm Hohes Holz | [6 empty] | Tair01PT airpres08WXT |  |  | 652261.8 | 5772996.3 |  |  |  | Flag_0: maintenance; Flag_1: man_flag; Flag_2: undef; Flag_3: limits; Flag_4: derived
potential temperature 2m from Tair02PT | 161 |  | 2 |  |  |  | 2014-06-20 09:20 |  | T3 | CR1T3_T3_YYYY_MM_DD_hhmm.level1.csv | derived | Tpot02 | K | Tpot02 [K] |  | WeatherPotentialtemperature2mAvg10Min | 7565ad123bdea | Atmosphäre |  | Potentielle Temperatur | Average |  |  | Turm Hohes Holz | [6 empty] | airpres08WXT |  |  | 652261.8 | 5772996.3 |  |  |  | Flag_0: maintenance; Flag_1: man_flag; Flag_2: undef; Flag_3: limits; Flag_4: derived
potential temperature 4m from Tair04PT | 162 |  | 4 |  |  |  | 2014-06-20 09:20 |  | T3 | CR1T3_T3_YYYY_MM_DD_hhmm.level1.csv | derived | Tpot04 | K | Tpot04 [K] |  | WeatherPotentialtemperature4mAvg10Min | 7565ad123bdea | Atmosphäre |  | Potentielle Temperatur | Average |  |  | Turm Hohes Holz | [6 empty] | Tair04PT airpres08WXT |  |  | 652261.8 | 5772996.3 |  |  |  | Flag_0: maintenance; Flag_1: man_flag; Flag_2: undef; Flag_3: limits; Flag_4: derived
potential temperature 50m from Tair50HMP airpres50 | 163 |  | 49 |  |  |  | 2014-06-26 13:50 |  | T1 | CR3T1_T1_YYYY_MM_DD_hhmm.level1.csv | derived | Tpot50 | K | Tpot50 [K] |  | WeatherPotentialtemperature49mAvg10Min | 200867687d0d1 | Atmosphäre |  | Potentielle Temperatur | Average |  |  | Turm Hohes Holz | [6 empty] | Tair50HMP airpres50 |  |  | 652261.8 | 5772996.3 |  |  |  | Flag_0: maintenance; Flag_1: man_flag; Flag_2: undef; Flag_3: limits; Flag_4: derived
potential temperature 8m (from Tair08PT and airpres08WXT) | 164 |  | 8 |  |  |  | 2014-06-20 09:20 |  | T3 | CR1T3_T3_YYYY_MM_DD_hhmm.level1.csv | derived | Tpot08 | K | Tpot08 [K] |  | WeatherPotentialtemperature8mAvg10Min | 7565ad123bdea | Atmosphäre |  | Potentielle Temperatur | Average |  |  | Turm Hohes Holz | [6 empty] | Tair08PT airpres08WXT |  |  | 652261.8 | 5772996.3 |  |  |  | Flag_0: maintenance; Flag_1: man_flag; Flag_2: undef; Flag_3: limits; Flag_4: derived
precipitation (top of tower) | 165 |  | 50 |  |  |  | 2014-06-26 |  | T1 | CR3T1_T1_YYYY_MM_DD_hhmm.level1.csv | rain_Tot | precip50 | mm | precip50 [mm] | P_1_1_1 | WeatherPrecipitationheight_liquid50mSum10Min | 200867687d0d1 | Atmosphäre |  | Niederschlagshöhe, Flüssig | Sum |  |  | Turm Hohes Holz | P_1_1_1 | precip | 0 | 35 |  |  |  | TF_BC1_OL precip_ombro | alert in Abhängigkeit der Bodenfeuchte: if delta(SMa010)/30min and delta(SMb010)/30min >3 and precip/(60min)=0 | 652261.8 | 5772996.3 |  | 20 | 50 | Flag_0: maintenance; Flag_1: man_flag; Flag_2: undef; Flag_3: limits; Alert_1: if delta(SM010)/30min>3 and precip/(60min)=0; Alert_2: compare weekly sums
precipitation (WXT- 2m) | 166 |  | 2 |  |  |  | 2013-09-16 | 2014-06-20 | BC3 | CR1BC3_WXT_YYYY_MM_DD_hhmm.dat | Ramount_Tot | precip02WXT | mm | precip02WXT [mm] |  | WeatherPrecipitationheight_liquid2mSum10Min | 66dd8384ba380 | Atmosphäre |  | Niederschlagshöhe, Flüssig | Sum |  |  | logger_BC3 |  |  | 0 | [6 empty] | 652195.5712 | 5772980.9206 |  | 20 | 50 | Flag_0: maintenance; Flag_1: man_flag; Flag_2: undef; Flag_3: limits; Alert_1: if delta(SM010)/30min>3 and precip/(60min)=0; Alert_2: compare weekly sums
precipitation (WXT- 9m) | 167 |  | 9 |  |  |  | 2014-06-20 09:40 |  | T3 | CR1T3_T3_YYYY_MM_DD_hhmm.level1.csv | rain08_WXT | precip08WXT | mm | precip08WXT [mm] |  | WeatherPrecipitationheight_liquid9mSum10Min | 7565ad123bdea | Atmosphäre |  | Niederschlagshöhe, Flüssig | Sum |  |  | Turm Hohes Holz |  |  | 0 | 35 |  |  |  | precip50 |  | 652261.8 | 5772996.3 |  | 20 | 50 | Flag_0: maintenance; Flag_1: man_flag; Flag_2: undef; Flag_3: limits; Alert_1: if delta(SM010)/30min>3 and precip/(60min)=0; Alert_2: compare weekly sums
profile analyser flow (14m) | 168 |  | 14.2 |  |  |  | 2014-08-21 14:20 |  | T4 | CR1T4_T4_YYYY_MM_DD_hhmm.level1.csv | Flow_14 | Flow_14m | sl/m | Flow_14m [sl/m] |  | DevicesFlowrate14_2mAvg10Min | f63420180a6c2 | Technische Parameter | Geräte | Durchfluss | Average |  |  | Turm Hohes Holz |  |  | 0.3 | 1.2 |  |  | CO2_14m H2O_14m |  |  | 652261.8 | 5772996.3 |  |  |  | Flag_0: maintenance; Flag_1: man_flag; Flag_2: undef; Flag_3: limits
profile analyser flow (0.1m) |  |  | 0.1 |  |  |  | 2018-06-14 10:10 |  | T4 | CR1T4_T4_YYYY_MM_DD_hhmm.level1.csv | Flow_001 | Flow_001m | sl/m | Flow_001m [sl/m] | [9 empty] | Turm Hohes Holz |  |  | 0.3 | 1.15 | [5 empty] | 652261.8 | 5772996.3 |  |  |  | Flag_0: maintenance; Flag_1: man_flag; Flag_2: undef; Flag_3: limits
profile analyser flow (0.4m) |  |  | 0.4 |  |  |  | 2018-06-14 10:10 |  | T4 | CR1T4_T4_YYYY_MM_DD_hhmm.level1.csv | Flow_004 | Flow_004m | sl/m | Flow_004m [sl/m] | [9 empty] | Turm Hohes Holz |  |  | 0.3 | 1.15 | [5 empty] | 652261.8 | 5772996.3 |  |  |  | Flag_0: maintenance; Flag_1: man_flag; Flag_2: undef; Flag_3: limits
profile analyser flow (1m) | 169 |  | 1 |  |  |  | 2014-08-21 14:20 |  | T4 | CR1T4_T4_YYYY_MM_DD_hhmm.level1.csv | Flow_01 | Flow_01m | sl/m | Flow_01m [sl/m] |  | DevicesFlowrate1mAvg10Min | f63420180a6c2 | Technische Parameter | Geräte | Durchfluss | Average |  |  | Turm Hohes Holz |  |  | 0.3 | 1.15 |  |  | CO2_01m H2O_01m |  |  | 652261.8 | 5772996.3 |  |  |  | Flag_0: maintenance; Flag_1: man_flag; Flag_2: undef; Flag_3: limits
profile analyser flow (10m) |  |  | 10 |  |  |  | 2018-06-14 10:10 |  | T4 | CR1T4_T4_YYYY_MM_DD_hhmm.level1.csv | Flow_10 | Flow_10m | sl/m | Flow_10m [sl/m] | [9 empty] | Turm Hohes Holz |  |  | 0.3 | 1.15 | [5 empty] | 652261.8 | 5772996.3 |  |  |  | Flag_0: maintenance; Flag_1: man_flag; Flag_2: undef; Flag_3: limits
profile analyser flow (22m) | 170 |  | 22 |  |  |  | 2014-08-21 14:20 |  | T4 | CR1T4_T4_YYYY_MM_DD_hhmm.level1.csv | Flow_22 | Flow_22m | sl/m | Flow_22m [sl/m] |  | DevicesFlowrate22mAvg10Min | f63420180a6c2 | Technische Parameter | Geräte | Durchfluss | Average |  |  | Turm Hohes Holz |  |  | 0.3 | 1.15 |  |  | CO2_22m H2O_22m |  |  | 652261.8 | 5772996.3 |  |  |  | Flag_0: maintenance; Flag_1: man_flag; Flag_2: undef; Flag_3: limits
profile analyser flow (29m) | 171 |  | 29 |  |  |  | 2014-08-21 14:20 |  | T4 | CR1T4_T4_YYYY_MM_DD_hhmm.level1.csv | Flow_29 | Flow_29m | sl/m | Flow_29m [sl/m] |  | DevicesFlowrate29mAvg10Min | f63420180a6c2 | Technische Parameter | Geräte | Durchfluss | Average |  |  | Turm Hohes Holz |  |  | 0.3 | 1.15 |  |  | CO2_29m H2O_29m |  |  | 652261.8 | 5772996.3 |  |  |  | Flag_0: maintenance; Flag_1: man_flag; Flag_2: undef; Flag_3: limits
profile analyser flow (2m) | 172 |  | 2 |  |  |  | 2014-08-21 14:20 |  | T4 | CR1T4_T4_YYYY_MM_DD_hhmm.level1.csv | Flow_02 | Flow_02m | sl/m | Flow_02m [sl/m] |  | DevicesFlowrate2mAvg10Min | f63420180a6c2 | Technische Parameter | Geräte | Durchfluss | Average |  |  | Turm Hohes Holz |  |  | 0.3 | 1.15 |  |  | CO2_02m H2O_02m |  |  | 652261.8 | 5772996.3 |  |  |  | Flag_0: maintenance; Flag_1: man_flag; Flag_2: undef; Flag_3: limits
profile analyser flow (33m) | 173 |  | 33 |  |  |  | 2014-08-21 14:20 | 2018-06-14 08:20 | T4 | CR1T4_T4_YYYY_MM_DD_hhmm.level1.csv | Flow_33 | Flow_33m | sl/m | Flow_33m [sl/m] |  | DevicesFlowrate33mAvg10Min | f63420180a6c2 | Technische Parameter | Geräte | Durchfluss | Average |  |  | Turm Hohes Holz |  |  | 0.3 | 1.15 |  |  | CO2_33m H2O_33m |  |  | 652261.8 | 5772996.3 |  |  |  | Flag_0: maintenance; Flag_1: man_flag; Flag_2: undef; Flag_3: limits
profile analyser flow (38m) |  |  | 38 |  |  |  | 2018-06-14 10:10 |  | T4 | CR1T4_T4_YYYY_MM_DD_hhmm.level1.csv | Flow_38 | Flow_38m | sl/m | Flow_38m [sl/m] | [9 empty] | Turm Hohes Holz |  |  | 0.3 | 1.15 | [5 empty] | 652261.8 | 5772996.3 |  |  |  | Flag_0: maintenance; Flag_1: man_flag; Flag_2: undef; Flag_3: limits
profile analyser flow (49m) | 174 |  | 49 |  |  |  | 2014-08-21 14:20 | 2018-06-14 08:20 | T4 | CR1T4_T4_YYYY_MM_DD_hhmm.level1.csv | Flow_49 | Flow_49m | sl/m | Flow_49m [sl/m] |  | DevicesFlowrate49mAvg10Min | f63420180a6c2 | Technische Parameter | Geräte | Durchfluss | Average |  |  | Turm Hohes Holz |  |  | 0.3 | 1.15 |  |  | CO2_49m H2O_49m |  |  | 652261.8 | 5772996.3 |  |  |  | Flag_0: maintenance; Flag_1: man_flag; Flag_2: undef; Flag_3: limits
profile analyser flow (49m) |  |  | 49 |  |  |  | 2018-06-14 10:10 |  | T4 | CR1T4_T4_YYYY_MM_DD_hhmm.level1.csv | Flow_50 | Flow_49m | sl/m | Flow_49m [sl/m] |  | DevicesFlowrate49mAvg10Min | f63420180a6c2 | Technische Parameter | Geräte | Durchfluss | Average |  |  | Turm Hohes Holz |  |  | 0.3 | 1.15 |  |  | CO2_49m H2O_49m |  |  | 652261.8 | 5772996.3 |  |  |  | Flag_0: maintenance; Flag_1: man_flag; Flag_2: undef; Flag_3: limits
profile analyser flow (4m) | 175 |  | 4 |  |  |  | 2014-08-21 14:20 |  | T4 | CR1T4_T4_YYYY_MM_DD_hhmm.level1.csv | Flow_04 | Flow_04m | sl/m | Flow_04m [sl/m] |  | DevicesFlowrate4mAvg10Min | f63420180a6c2 | Technische Parameter | Geräte | Durchfluss | Average |  |  | Turm Hohes Holz |  |  | 0.3 | 1.15 |  |  | CO2_04m H2O_04m |  |  | 652261.8 | 5772996.3 |  |  |  | Flag_0: maintenance; Flag_1: man_flag; Flag_2: undef; Flag_3: limits
profile analyser flow (8m) | 176 |  | 8 |  |  |  | 2014-08-21 14:20 |  | T4 | CR1T4_T4_YYYY_MM_DD_hhmm.level1.csv | Flow_08 | Flow_08m | sl/m | Flow_08m [sl/m] |  | DevicesFlowrate8mAvg10Min | f63420180a6c2 | Technische Parameter | Geräte | Durchfluss | Average |  |  | Turm Hohes Holz |  |  | 0.3 | 1.2 |  |  | CO2_08m H2O_08m |  |  | 652261.8 | 5772996.3 |  |  |  | Flag_0: maintenance; Flag_1: man_flag; Flag_2: undef; Flag_3: limits
logger panel temperature T4 | 177 |  | 1 |  |  |  | 2014-10-01 06:20 |  | T4 | CR1T4_T4_YYYY_MM_DD_hhmm.level1.csv | PTemp | T4_Ptemp | degC | T4_Ptemp [degC] |  | DevicesTemperaturedatalogger1mAvg10Min_t4 | f63420180a6c2 | Technische Parameter | Geräte | Temperatur Datenlogger | Average |  | _t4 | Turm Hohes Holz |  |  | -20 | 50 |  |  |  | BC1_Ptemp BC2_Ptemp BC3_Ptemp T1_Ptemp T2_Ptemp T3_Ptemp T5_Ptemp T6_Ptemp |  | 652261.8 | 5772996.3 |  |  |  | Flag_0: maintenance; Flag_1: man_flag; Flag_2: undef; Flag_3: limits
Logger voltage T4 | 178 |  | 1 |  |  |  | 2014-10-01 06:20 |  | T4 | CR1T4_T4_YYYY_MM_DD_hhmm.level1.csv | batt_volt | T4_Voltage | V | T4_Voltage [V] |  | DevicesVoltagelogger1mAvg10Min_t4 | f63420180a6c2 | Technische Parameter | Geräte | Spannung Datenlogger | Average |  | _t4 | Turm Hohes Holz |  |  | 11 | 14 | [5 empty] | 652261.8 | 5772996.3 |  |  |  | Flag_0: maintenance; Flag_1: man_flag; Flag_2: undef; Flag_3: limits; Alert_1: limit min/max
radiation temperature of surface from LWUR | 179 |  | 49 |  |  |  | 2014-06-04 17:40 |  | T1 | CR3T1_T1_YYYY_MM_DD_hhmm.level1.csv | derived | Trad_pyr | degC | Trad_pyr [degC] |  | WeatherSurfaceradiationtemperature49mAvg10Min_cnr4 | 200867687d0d1 | Atmosphäre |  | Strahlungstemperatur der Oberfläche | Average |  | _cnr4 | Turm Hohes Holz |  |  | -35 | 50 |  |  | LWUR | Trad50s Trad50n |  | 652261.8 | 5772996.3 |  | 20 | 50 | Flag_0: maintenance; Flag_1: man_flag; Flag_2: undef; Flag_3: limits; Flag_4: derived
sap flow tree 022- 20mm- east | 180 |  | 1.3 |  | oak | 53.04 | 2015-04-16 14:30 | 2015-11-03 12:10 | BC1 | CR1BC1_BC1_YYYY_MM_DD_hhmm.level1.csv | SF22_20_E | SF022_20_E | mV | SF022_20_E [mV] |  | PlantsSapflow1_3mAvg10Min022_20_e | 24486bf65bad3 | Biosphere |  | Saftfluss | Average |  | 022_20_E | tree_022 |  |  | 0.1 | 0.75 |  |  |  |  | not yet converted | 652261.0763 | 5773026.823 | cm**3/m**2 s |  |  | Flag_0: maintenance; Flag_1: man_flag; Flag_2: undef; Flag_3: limits; Flag_4: mvdiff_max=0.05
sap flow tree 022- 20mm- north-east | 181 |  | 1.3 |  | oak | 52.6 | 2014-04-15 11:40 | 2015-04-16 14:10 | BC1 | CR1BC1_BC1_YYYY_MM_DD_hhmm.level1.csv | SF22_20_NE | SF022_20_NE | mV | SF022_20_NE [mV] |  | PlantsSapflow1_3mAvg10Min022_20_ne | 24486bf65bad3 | Biosphere |  | Saftfluss | Average |  | 022_20_NE | tree_022 |  |  | 0.1 | 0.75 |  |  |  |  | not yet converted | 652261.0763 | 5773026.823 | cm**3/m**2 s |  |  | Flag_0: maintenance; Flag_1: man_flag; Flag_2: undef; Flag_3: limits; Flag_4: mvdiff_max=0.05
sap flow tree 022- 20mm- north-west | 182 |  | 1.3 |  | oak | 53.04 | 2015-04-16 14:30 | 2015-11-03 12:10 | BC1 | CR1BC1_BC1_YYYY_MM_DD_hhmm.level1.csv | SF22_20_NW | SF022_20_NW | mV | SF022_20_NW [mV] |  | PlantsSapflow1_3mAvg10Min022_20_nw | 24486bf65bad3 | Biosphere |  | Saftfluss | Average |  | 022_20_NW | tree_022 |  |  | 0.1 | 0.75 |  |  |  |  | not yet converted | 652261.0763 | 5773026.823 | cm**3/m**2 s |  |  | Flag_0: maintenance; Flag_1: man_flag; Flag_2: undef; Flag_3: limits; Flag_4: mvdiff_max=0.05
sap flow tree 22 east-north-east first installation 2019 |  |  | 1.3 |  | oak | 55.81 | 2019-04-03 12:50 | 2019-04-30 14:10 | BC1 | CR1BC1_BC1_YYYY_MM_DD_hhmm.level1.csv | SF022_20_N_ | SF022_20_ENE_1 | mV | SF022_20_ENE_1 [mV] | [12 empty] | 0.1 | 0.75 | [5 empty] | 652261.0763 | 5773026.823 | cm**3/m**2 s |  |  | Flag_0: maintenance; Flag_1: man_flag; Flag_2: undef; Flag_3: limits; Flag_4: mvdiff_max=0.05
sap flow tree 22 east-north-east second installation 2019 |  |  | 1.3 |  | oak | 55.81 | 2019-04-03 12:50 | 2019-04-30 14:10 | BC1 | CR1BC1_BC1_YYYY_MM_DD_hhmm.level1.csv | SF022_20_N_2 | SF022_20_ENE_2 | mV | SF022_20_ENE_2 [mV] | [12 empty] | 0.1 | 0.75 | [5 empty] | 652261.0763 | 5773026.823 | cm**3/m**2 s |  |  | Flag_0: maintenance; Flag_1: man_flag; Flag_2: undef; Flag_3: limits; Flag_4: mvdiff_max=0.05
sap flow tree 22 east-north-east first installation 2019 |  |  | 1.3 |  | oak | 55.81 | 2019-04-30 14:20 |  | BC1 | CR1BC1_BC1_YYYY_MM_DD_hhmm.level1.csv | SF022_20_ENE_1 | SF022_20_ENE_1 | mV | SF022_20_ENE_1 [mV] | [12 empty] | 0.1 | 0.75 | [5 empty] | 652261.0763 | 5773026.823 | cm**3/m**2 s |  |  | Flag_0: maintenance; Flag_1: man_flag; Flag_2: undef; Flag_3: limits; Flag_4: mvdiff_max=0.05
sap flow tree 22 east-north-east second installation 2019 |  |  | 1.3 |  | oak | 55.81 | 2019-04-30 14:20 |  | BC1 | CR1BC1_BC1_YYYY_MM_DD_hhmm.level1.csv | SF022_20_ENE_2 | SF022_20_ENE_2 | mV | SF022_20_ENE_2 [mV] | [12 empty] | 0.1 | 0.75 | [5 empty] | 652261.0763 | 5773026.823 | cm**3/m**2 s |  |  | Flag_0: maintenance; Flag_1: man_flag; Flag_2: undef; Flag_3: limits; Flag_4: mvdiff_max=0.05
sap flow tree 32 north-north-west first installation 2019 |  |  | 1.3 |  | hornbeam | 21.3 | 2019-04-03 12:50 | 2019-04-30 14:10 | BC1 | CR1BC1_BC1_YYYY_MM_DD_hhmm.level1.csv | SF029_20_NE_1 | SF032_20_NNW_1 | mV | SF032_20_NNW_1 [mV] | [12 empty] | 0.1 | 0.75 | [5 empty] | 652240.3695 | 5773016.98 |  |  |  | Flag_0: maintenance; Flag_1: man_flag; Flag_2: undef; Flag_3: limits; Flag_4: mvdiff_max=0.05
sap flow tree 32 north-north-west second installation 2019 |  |  | 1.3 |  | hornbeam | 21.3 | 2019-04-03 12:50 | 2019-04-30 14:10 | BC1 | CR1BC1_BC1_YYYY_MM_DD_hhmm.level1.csv | SF029_20_NE_2 | SF032_20_NNW_2 | mV | SF032_20_NNW_2 [mV] | [12 empty] | 0.1 | 0.75 | [5 empty] | 652240.3695 | 5773016.98 |  |  |  | Flag_0: maintenance; Flag_1: man_flag; Flag_2: undef; Flag_3: limits; Flag_4: mvdiff_max=0.05
sap flow tree 32 north-north-west first installation 2019 |  |  | 1.3 |  | hornbeam | 21.3 | 2019-04-30 14:20 |  | BC1 | CR1BC1_BC1_YYYY_MM_DD_hhmm.level1.csv | SF032_20_N_1 | SF032_20_NNW_1 | mV | SF032_20_NNW_1 [mV] | [12 empty] | 0.1 | 0.75 | [5 empty] | 652240.3695 | 5773016.98 |  |  |  | Flag_0: maintenance; Flag_1: man_flag; Flag_2: undef; Flag_3: limits; Flag_4: mvdiff_max=0.05
sap flow tree 32 north-north-west second installation 2019 |  |  | 1.3 |  | hornbeam | 21.3 | 2019-04-30 14:20 |  | BC1 | CR1BC1_BC1_YYYY_MM_DD_hhmm.level1.csv | SF032_20_N_2 | SF032_20_NNW_2 | mV | SF032_20_NNW_2 [mV] | [12 empty] | 0.1 | 0.75 | [5 empty] | 652240.3695 | 5773016.98 |  |  |  | Flag_0: maintenance; Flag_1: man_flag; Flag_2: undef; Flag_3: limits; Flag_4: mvdiff_max=0.05
sap flow tree 022- 40mm- south 2014 | 183 |  | 1.3 |  | oak | 52.6 | 2014-04-15 11:40 | 2015-04-16 14:10 | BC1 | CR1BC1_BC1_YYYY_MM_DD_hhmm.level1.csv | SF22_40_S | SF022_40_S | mV | SF022_40_S [mV] |  | PlantsSapflow1_3mAvg10Min022_40_s | 24486bf65bad3 | Biosphere |  | Saftfluss | Average |  | 022_40_S | tree_022 |  |  | 0.1 | 0.75 |  |  |  |  | not yet converted | 652261.0763 | 5773026.823 | cm**3/m**2 s |  |  | Flag_0: maintenance; Flag_1: man_flag; Flag_2: undef; Flag_3: limits; Flag_4: mvdiff_max=0.05
sap flow tree 026- 10mm- east | 184 |  | 1.3 |  |  |  | 2013-05-13 11:50 | 2013-11-28 11:10 | BC1 | CR1BC1_BC1_YYYY_MM_DD_hhmm.level1.csv | SF26_10_E_Avg | SF026_10_E | mV | SF026_10_E [mV] |  | PlantsSapflow1_3mAvg10Min026_10_e | 24486bf65bad3 | Biosphere |  | Saftfluss | Average |  | 026_10_E | tree_026 |  |  | 0.1 | 0.75 | [5 empty] | 652247.4117 | 5773011.187 | cm**3/m**2 s |  |  | Flag_0: maintenance; Flag_1: man_flag; Flag_2: undef; Flag_3: limits; Flag_4: mvdiff_max=0.05
sap flow tree 026- 10mm- south | 185 |  | 1.3 |  |  |  | 2013-05-13 11:50 | 2013-11-28 11:10 | BC1 | CR1BC1_BC1_YYYY_MM_DD_hhmm.level1.csv | SF26_10_S_Avg | SF026_10_S | mV | SF026_10_S [mV] |  | PlantsSapflow1_3mAvg10Min026_10_s | 24486bf65bad3 | Biosphere |  | Saftfluss | Average |  | 026_10_S | tree_026 |  |  | 0.1 | 0.75 | [5 empty] | 652247.4117 | 5773011.187 | cm**3/m**2 s |  |  | Flag_0: maintenance; Flag_1: man_flag; Flag_2: undef; Flag_3: limits; Flag_4: mvdiff_max=0.05
sap flow tree 026- 20mm- west | 186 |  | 1.3 |  |  |  | 2013-05-13 11:50 | 2013-11-28 11:10 | BC1 | CR1BC1_BC1_YYYY_MM_DD_hhmm.level1.csv | SF26_20_W_Avg | SF026_20_W | mV | SF026_20_W [mV] |  | PlantsSapflow1_3mAvg10Min026_20_w | 24486bf65bad3 | Biosphere |  | Saftfluss | Average |  | 026_20_W | tree_026 |  |  | 0.1 | 0.75 | [5 empty] | 652247.4117 | 5773011.187 | cm**3/m**2 s |  |  | Flag_0: maintenance; Flag_1: man_flag; Flag_2: undef; Flag_3: limits; Flag_4: mvdiff_max=0.05
sap flow tree 026- 30mm- north | 187 |  | 1.3 |  |  |  | 2013-05-13 11:50 | 2013-11-28 11:10 | BC1 | CR1BC1_BC1_YYYY_MM_DD_hhmm.level1.csv | SF26_30_N_Avg | SF026_30_N | mV | SF026_30_N [mV] |  | PlantsSapflow1_3mAvg10Min026_30_n | 24486bf65bad3 | Biosphere |  | Saftfluss | Average |  | 026_30_N | tree_026 |  |  | 0.1 | 0.75 | [5 empty] | 652247.4117 | 5773011.187 | cm**3/m**2 s |  |  | Flag_0: maintenance; Flag_1: man_flag; Flag_2: undef; Flag_3: limits; Flag_4: mvdiff_max=0.05
sap flow tree 027- 20mm- north | 188 |  | 1.3 |  |  |  | 2013-05-13 11:30 | 2013-11-28 11:10 | BC1 | CR1BC1_BC1_YYYY_MM_DD_hhmm.level1.csv | SF27_20_N_Avg | SF027_20_N | mV | SF027_20_N [mV] |  | PlantsSapflow1_3mAvg10Min027_20_n | 24486bf65bad3 | Biosphere |  | Saftfluss | Average |  | 027_20_N | tree_027 |  |  | 0.1 | 0.75 | [5 empty] | 652244.8753 | 5773008.856 | cm**3/m**2 s |  |  | Flag_0: maintenance; Flag_1: man_flag; Flag_2: undef; Flag_3: limits; Flag_4: mvdiff_max=0.05
sap flow tree 027- 20mm- north-east | 189 |  | 1.3 |  |  |  | 2013-05-13 11:30 | 2013-11-28 11:10 | BC1 | CR1BC1_BC1_YYYY_MM_DD_hhmm.level1.csv | SF27_20_NE_Avg | SF027_20_NE | mV | SF027_20_NE [mV] |  | PlantsSapflow1_3mAvg10Min027_20_ne | 24486bf65bad3 | Biosphere |  | Saftfluss | Average |  | 027_20_NE | tree_027 |  |  | 0.1 | 0.75 | [5 empty] | 652244.8753 | 5773008.856 | cm**3/m**2 s |  |  | Flag_0: maintenance; Flag_1: man_flag; Flag_2: undef; Flag_3: limits; Flag_4: mvdiff_max=0.05
sap flow tree 027- 43mm- south-east | 190 |  | 1.3 |  |  |  | 2013-05-13 11:30 | 2013-11-28 11:10 | BC1 | CR1BC1_BC1_YYYY_MM_DD_hhmm.level1.csv | SF27_43_SE_Avg | SF027_43_SE | mV | SF027_43_SE [mV] |  | PlantsSapflow1_3mAvg10Min027_43_se | 24486bf65bad3 | Biosphere |  | Saftfluss | Average |  | 027_43_SE | tree_027 |  |  | 0.1 | 0.75 | [5 empty] | 652244.8753 | 5773008.856 | cm**3/m**2 s |  |  | Flag_0: maintenance; Flag_1: man_flag; Flag_2: undef; Flag_3: limits; Flag_4: mvdiff_max=0.05
sap flow tree 027- 43mm- south-east- natural temp grad 1 | 191 |  | 1.3 |  |  |  | 2013-05-13 11:30 | 2013-11-28 10:50 | BC1 | CR1BC1_BC1_YYYY_MM_DD_hhmm.level1.csv | SF27_43_SE_SENT1_Avg | SF027_43_SE_NT1 | mV | SF027_43_SE_NT1 [mV] |  |  | 24486bf65bad3 | [6 empty] | tree_027 | [9 empty] | 652244.8753 | 5773008.856 | cm**3/m**2 s |  |  | Flag_0: maintenance; Flag_1: man_flag; Flag_2: undef; Flag_3: limits
sap flow tree 027- 43mm- south-east- natural temp grad 2 | 192 |  | 1.3 |  |  |  | 2013-05-13 11:30 | 2013-11-28 10:50 | BC1 | CR1BC1_BC1_YYYY_MM_DD_hhmm.level1.csv | SF27_43_SE_SENT2_Avg | SF027_43_SE_NT2 | mV | SF027_43_SE_NT2 [mV] |  |  | 24486bf65bad3 | [6 empty] | tree_027 | [9 empty] | 652244.8753 | 5773008.856 | cm**3/m**2 s |  |  | Flag_0: maintenance; Flag_1: man_flag; Flag_2: undef; Flag_3: limits
sap flow tree 027- 43mm- south-east- natural temp grad mean | 193 |  | 1.3 |  |  |  | 2013-05-13 11:30 | 2013-11-28 10:50 | BC1 | CR1BC1_BC1_YYYY_MM_DD_hhmm.level1.csv | derived | SF027_43_SE_NTmean | K | SF027_43_SE_NTmean [K] |  |  | 24486bf65bad3 | [6 empty] | tree_027 | [9 empty] | 652244.8753 | 5773008.856
sap flow tree 027- 60mm- south-west | 194 |  | 1.3 |  |  |  | 2013-06-27 13:40 | 2013-11-28 10:50 | BC1 | CR1BC1_BC1_YYYY_MM_DD_hhmm.level1.csv | SF27_60_SW_Avg | SF027_60_SW | mV | SF027_60_SW [mV] |  | PlantsSapflow1_3mAvg10Min027_60_sw | 24486bf65bad3 | Biosphere |  | Saftfluss | Average |  | 027_60_SW | tree_027 |  |  | 0.1 | 0.75 | [5 empty] | 652244.8753 | 5773008.856 | cm**3/m**2 s |  |  | Flag_0: maintenance; Flag_1: man_flag; Flag_2: undef; Flag_3: limits; Flag_4: mvdiff_max=0.05
sap flow tree 027- 80mm- north-west | 195 |  | 1.3 |  |  |  | 2013-06-27 13:20 | 2013-11-28 10:50 | BC1 | CR1BC1_BC1_YYYY_MM_DD_hhmm.level1.csv | SF27_80_NW_Avg | SF027_80_NW | mV | SF027_80_NW [mV] |  | PlantsSapflow1_3mAvg10Min027_80_nw | 24486bf65bad3 | Biosphere |  | Saftfluss | Average |  | 027_80_NW | tree_027 |  |  | 0.1 | 0.75 | [5 empty] | 652244.8753 | 5773008.856 | cm**3/m**2 s |  |  | Flag_0: maintenance; Flag_1: man_flag; Flag_2: undef; Flag_3: limits; Flag_4: mvdiff_max=0.05
sap flow tree 028- 20mm- south-east | 196 |  | 1.3 |  |  |  | 2013-05-13 11:30 | 2013-11-28 10:50 | BC1 | CR1BC1_BC1_YYYY_MM_DD_hhmm.level1.csv | SF28_20_SE_Avg | SF028_20_SE | mV | SF028_20_SE [mV] |  | PlantsSapflow1_3mAvg10Min028_20_se | 24486bf65bad3 | Biosphere |  | Saftfluss | Average |  | 028_20_SE | tree_028 |  |  | 0.1 | 0.75 | [5 empty] | 652244.2 | 5773010.933 | cm**3/m**2 s |  |  | Flag_0: maintenance; Flag_1: man_flag; Flag_2: undef; Flag_3: limits; Flag_4: mvdiff_max=0.05
sap flow tree 028- 20mm- south-west | 197 |  | 1.3 |  |  |  | 2013-05-13 11:30 | 2013-11-28 10:50 | BC1 | CR1BC1_BC1_YYYY_MM_DD_hhmm.level1.csv | SF28_20_SW_Avg | SF028_20_SW | mV | SF028_20_SW [mV] |  | PlantsSapflow1_3mAvg10Min028_20_sw | 24486bf65bad3 | Biosphere |  | Saftfluss | Average |  | 028_20_SW | tree_028 |  |  | 0.1 | 0.75 | [5 empty] | 652244.2 | 5773010.933 | cm**3/m**2 s |  |  | Flag_0: maintenance; Flag_1: man_flag; Flag_2: undef; Flag_3: limits; Flag_4: mvdiff_max=0.05
sap flow tree 028- 43mm- west | 198 |  | 1.3 |  |  |  | 2013-05-13 11:30 | 2013-11-28 10:50 | BC1 | CR1BC1_BC1_YYYY_MM_DD_hhmm.level1.csv | SF28_43_W_Avg | SF028_43_W | mV | SF028_43_W [mV] |  | PlantsSapflow1_3mAvg10Min028_43_w | 24486bf65bad3 | Biosphere |  | Saftfluss | Average |  | 028_43_W | tree_028 |  |  | 0.1 | 0.75 | [5 empty] | 652244.2 | 5773010.933 | cm**3/m**2 s |  |  | Flag_0: maintenance; Flag_1: man_flag; Flag_2: undef; Flag_3: limits; Flag_4: mvdiff_max=0.05
sap flow tree 028- 43mm- west- natural temp grad 1 | 199 |  | 1.3 |  |  |  | 2013-05-13 11:30 | 2013-11-28 10:50 | BC1 | CR1BC1_BC1_YYYY_MM_DD_hhmm.level1.csv | SF28_43_W_SENT1_Avg | SF028_43_W_NT1 | mV | SF028_43_W_NT1 [mV] |  |  | 24486bf65bad3 | [6 empty] | tree_028 | [9 empty] | 652244.2 | 5773010.933 | cm**3/m**2 s |  |  | Flag_0: maintenance; Flag_1: man_flag; Flag_2: undef; Flag_3: limits
sap flow tree 028- 43mm- west- natural temp grad 2 | 200 |  | 1.3 |  |  |  | 2013-05-13 11:30 | 2013-11-28 10:50 | BC1 | CR1BC1_BC1_YYYY_MM_DD_hhmm.level1.csv | SF28_43_W_SENT2_Avg | SF028_43_W_NT2 | mV | SF028_43_W_NT2 [mV] |  |  | 24486bf65bad3 | [6 empty] | tree_028 | [9 empty] | 652244.2 | 5773010.933 | cm**3/m**2 s |  |  | Flag_0: maintenance; Flag_1: man_flag; Flag_2: undef; Flag_3: limits
sap flow tree 028- 43mm- west- natural temp grad mean | 201 |  | 1.3 |  |  |  | 2013-05-13 11:30 | 2013-11-28 10:50 | BC1 | CR1BC1_BC1_YYYY_MM_DD_hhmm.level1.csv | derived | SF028_43_W_NTmean | K | SF028_43_W_NTmean [K] |  |  | 24486bf65bad3 | [6 empty] | tree_028 | [9 empty] | 652244.2 | 5773010.933
sap flow tree 028- 60mm- north-east | 202 |  | 1.3 |  |  |  | 2013-05-13 11:30 | 2013-11-28 10:50 | BC1 | CR1BC1_BC1_YYYY_MM_DD_hhmm.level1.csv | SF28_60_NE_Avg | SF028_60_NE | mV | SF028_60_NE [mV] |  | PlantsSapflow1_3mAvg10Min028_60_ne | 24486bf65bad3 | Biosphere |  | Saftfluss | Average |  | 028_60_NE | tree_028 |  |  | 0.1 | 0.75 | [5 empty] | 652244.2 | 5773010.933 | cm**3/m**2 s |  |  | Flag_0: maintenance; Flag_1: man_flag; Flag_2: undef; Flag_3: limits; Flag_4: mvdiff_max=0.05
sap flow tree 028- 80mm- east | 203 |  | 1.3 |  |  |  | 2013-05-13 11:30 | 2013-11-28 10:50 | BC1 | CR1BC1_BC1_YYYY_MM_DD_hhmm.level1.csv | SF28_80_E_Avg | SF028_80_E | mV | SF028_80_E [mV] |  | PlantsSapflow1_3mAvg10Min028_80_e | 24486bf65bad3 | Biosphere |  | Saftfluss | Average |  | 028_80_E | tree_028 |  |  | 0.1 | 0.75 | [5 empty] | 652244.2 | 5773010.933 | cm**3/m**2 s |  |  | Flag_0: maintenance; Flag_1: man_flag; Flag_2: undef; Flag_3: limits; Flag_4: mvdiff_max=0.05
sap flow tree 029- 20mm- east | 204 |  | 1.3 |  | hornbeam |  | 2013-05-03 | 2013-11-28 | BC1 | CR1BC1_BC1_YYYY_MM_DD_hhmm.level1.csv | SF29_20_E_Avg | SF029_20_E | mV | SF029_20_E [mV] |  | PlantsSapflow1_3mAvg10Min029_20_e | 24486bf65bad3 | Biosphere |  | Saftfluss | Average |  | 029_20_E | tree_029 |  |  | 0.1 | 0.75 | [5 empty] | 652247.0923 | 5773015.621 | cm**3/m**2 s |  |  | Flag_0: maintenance; Flag_1: man_flag; Flag_2: undef; Flag_3: limits; Flag_4: mvdiff_max=0.05
sap flow tree 029- 20mm- south-west | 205 |  | 1.3 |  | hornbeam |  | 2013-05-13 11:30 | 2013-11-28 | BC1 | CR1BC1_BC1_YYYY_MM_DD_hhmm.level1.csv | SF29_20_SW_Avg | SF029_20_SW | mV | SF029_20_SW [mV] |  | PlantsSapflow1_3mAvg10Min029_20_sw | 24486bf65bad3 | Biosphere |  | Saftfluss | Average |  | 029_20_SW | tree_029 |  |  | 0.1 | 0.75 | [5 empty] | 652247.0923 | 5773015.621 | cm**3/m**2 s |  |  | Flag_0: maintenance; Flag_1: man_flag; Flag_2: undef; Flag_3: limits; Flag_4: mvdiff_max=0.05
sap flow tree 029- 20mm- north | 206 |  | 1.3 |  | hornbeam | 22.07 | 2015-04-16 14:30 | 2015-11-03 12:10 | BC1 | CR1BC1_BC1_YYYY_MM_DD_hhmm.level1.csv | SF29_43_N | SF029_20_N | mV | SF029_20_N [mV] |  | PlantsSapflow1_3mAvg10Min029_20_n | 24486bf65bad3 | Biosphere |  | Saftfluss | Average |  | 029_20_N | tree_029 |  |  | 0.1 | 0.75 |  |  |  |  | not yet converted | 652247.0923 | 5773015.621 | cm**3/m**2 s |  |  | Flag_0: maintenance; Flag_1: man_flag; Flag_2: undef; Flag_3: limits; Flag_4: mvdiff_max=0.05
sap flow tree 029- 20mm- north- natural temp grad 1 | 207 |  | 1.3 |  | hornbeam | 22.07 | 2015-04-16 14:30 | 2015-11-03 12:10 | BC1 | CR1BC1_BC1_YYYY_MM_DD_hhmm.level1.csv | SF29_43_NNT1 | SF029_20_N_NT1 | mV | SF029_20_N_NT1 [mV] |  |  | 24486bf65bad3 | [6 empty] | tree_029 | [8 empty] | not yet converted | 652247.0923 | 5773015.621 | cm**3/m**2 s |  |  | Flag_0: maintenance; Flag_1: man_flag; Flag_2: undef; Flag_3: limits
sap flow tree 029- 20mm- north- natural temp grad 2 | 208 |  | 1.3 |  | hornbeam | 22.07 | 2015-04-16 14:30 | 2015-11-03 12:10 | BC1 | CR1BC1_BC1_YYYY_MM_DD_hhmm.level1.csv | SF29_43_NNT2 | SF029_20_N_NT2 | mV | SF029_20_N_NT2 [mV] |  |  | 24486bf65bad3 | [6 empty] | tree_029 | [8 empty] | not yet converted | 652247.0923 | 5773015.621 | cm**3/m**2 s |  |  | Flag_0: maintenance; Flag_1: man_flag; Flag_2: undef; Flag_3: limits
sap flow tree 029- 20mm- north- natural temp grad mean | 209 |  | 1.3 |  | hornbeam | 22.07 | 2015-04-16 14:30 | 2015-11-03 12:10 | BC1 | CR1BC1_BC1_YYYY_MM_DD_hhmm.level1.csv | derived | SF029_20_N_NTmean | K | SF029_20_N_NTmean [K] |  |  | 24486bf65bad3 | [6 empty] | tree_029 | [9 empty] | 652247.0923 | 5773015.621
sap flow tree 029- 43mm- south-east | 210 |  | 1.3 |  | hornbeam |  | 2013-05-13 11:30 | 2013-11-28 | BC1 | CR1BC1_BC1_YYYY_MM_DD_hhmm.level1.csv | SF29_43_SE_Avg | SF029_43_SE | mV | SF029_43_SE [mV] |  | PlantsSapflow1_3mAvg10Min029_43_se | 24486bf65bad3 | Biosphere |  | Saftfluss | Average |  | 029_43_SE | tree_029 |  |  | 0.1 | 0.75 | [5 empty] | 652247.0923 | 5773015.621 | cm**3/m**2 s |  |  | Flag_0: maintenance; Flag_1: man_flag; Flag_2: undef; Flag_3: limits; Flag_4: mvdiff_max=0.05
sap flow tree 029- 43mm- south-east- natural temp grad 1 | 211 |  | 1.3 |  | hornbeam |  | 2013-05-13 11:30 | 2013-11-28 | BC1 | CR1BC1_BC1_YYYY_MM_DD_hhmm.level1.csv | SF29_43_SE_SENT1_Avg | SF029_43_SE_NT1 | mV | SF029_43_SE_NT1 [mV] |  |  | 24486bf65bad3 | [6 empty] | tree_029 | [9 empty] | 652247.0923 | 5773015.621 | cm**3/m**2 s |  |  | Flag_0: maintenance; Flag_1: man_flag; Flag_2: undef; Flag_3: limits
sap flow tree 029- 43mm- south-east- natural temp grad 2 | 212 |  | 1.3 |  | hornbeam |  | 2013-05-13 11:30 | 2013-11-28 | BC1 | CR1BC1_BC1_YYYY_MM_DD_hhmm.level1.csv | SF29_43_SE_SENT2_Avg | SF029_43_SE_NT2 | mV | SF029_43_SE_NT2 [mV] |  |  | 24486bf65bad3 | [6 empty] | tree_029 | [9 empty] | 652247.0923 | 5773015.621 | cm**3/m**2 s |  |  | Flag_0: maintenance; Flag_1: man_flag; Flag_2: undef; Flag_3: limits
sap flow tree 029- 43mm- south-east- natural temp grad mean | 213 |  | 1.3 |  | hornbeam |  | 2013-05-13 11:30 | 2013-11-28 | BC1 | CR1BC1_BC1_YYYY_MM_DD_hhmm.level1.csv | derived | SF029_43_SE_NTmean | K | SF029_43_SE_NTmean [K] |  |  | 24486bf65bad3 | [6 empty] | tree_029 | [9 empty] | 652247.0923 | 5773015.621
sap flow tree 029- 60mm- north-west | 214 |  | 1.3 |  | hornbeam |  | 2013-06-27 13:30 | 2013-11-28 | BC1 | CR1BC1_BC1_YYYY_MM_DD_hhmm.level1.csv | SF29_60_NW_Avg | SF029_60_NW | mV | SF029_60_NW [mV] |  | PlantsSapflow1_3mAvg10Min029_60_nw | 24486bf65bad3 | Biosphere |  | Saftfluss | Average |  | 029_60_NW | tree_029 |  |  | 0.1 | 0.75 | [5 empty] | 652247.0923 | 5773015.621 | cm**3/m**2 s |  |  | Flag_0: maintenance; Flag_1: man_flag; Flag_2: undef; Flag_3: limits; Flag_4: mvdiff_max=0.05
sap flow tree 029- 80mm- north-east | 215 |  | 1.3 |  | hornbeam |  | 2013-06-27 13:30 | 2013-11-28 | BC1 | CR1BC1_BC1_YYYY_MM_DD_hhmm.level1.csv | SF29_80_NE_Avg | SF029_80_NE | mV | SF029_80_NE [mV] |  | PlantsSapflow1_3mAvg10Min029_80_ne | 24486bf65bad3 | Biosphere |  | Saftfluss | Average |  | 029_80_NE | tree_029 |  |  | 0.1 | 0.75 | [5 empty] | 652247.0923 | 5773015.621 | cm**3/m**2 s |  |  | Flag_0: maintenance; Flag_1: man_flag; Flag_2: undef; Flag_3: limits; Flag_4: mvdiff_max=0.05
sap flow tree 030- 10mm- north | 216 |  | 1.3 |  |  |  | 2013-05-03 | 2013-11-28 | BC1 | CR1BC1_BC1_YYYY_MM_DD_hhmm.level1.csv | SF30_10_N_Avg | SF030_10_N | mV | SF030_10_N [mV] |  | PlantsSapflow1_3mAvg10Min030_10_n | 24486bf65bad3 | Biosphere |  | Saftfluss | Average |  | 030_10_N | tree_030 |  |  | 0.1 | 0.75 | [5 empty] | 652245.369 | 5773019.593 | cm**3/m**2 s |  |  | Flag_0: maintenance; Flag_1: man_flag; Flag_2: undef; Flag_3: limits; Flag_4: mvdiff_max=0.05
sap flow tree 030- 10mm- west | 217 |  | 1.3 |  |  |  | 2013-05-13 11:30 | 2013-11-28 | BC1 | CR1BC1_BC1_YYYY_MM_DD_hhmm.level1.csv | SF30_10_W_Avg | SF030_10_W | mV | SF030_10_W [mV] |  | PlantsSapflow1_3mAvg10Min030_10_w | 24486bf65bad3 | Biosphere |  | Saftfluss | Average |  | 030_10_W | tree_030 |  |  | 0.1 | 0.75 | [5 empty] | 652245.369 | 5773019.593 | cm**3/m**2 s |  |  | Flag_0: maintenance; Flag_1: man_flag; Flag_2: undef; Flag_3: limits; Flag_4: mvdiff_max=0.05
sap flow tree 030- 20mm- south | 218 |  | 1.3 |  |  |  | 2013-05-03 | 2013-11-28 | BC1 | CR1BC1_BC1_YYYY_MM_DD_hhmm.level1.csv | SF30_20_S_Avg | SF030_20_S | mV | SF030_20_S [mV] |  | PlantsSapflow1_3mAvg10Min030_20_s | 24486bf65bad3 | Biosphere |  | Saftfluss | Average |  | 030_20_S | tree_030 |  |  | 0.1 | 0.75 | [5 empty] | 652245.369 | 5773019.593 | cm**3/m**2 s |  |  | Flag_0: maintenance; Flag_1: man_flag; Flag_2: undef; Flag_3: limits; Flag_4: mvdiff_max=0.05
sap flow tree 030- 30mm- east | 219 |  | 1.3 |  |  |  | 2013-05-03 | 2013-11-28 | BC1 | CR1BC1_BC1_YYYY_MM_DD_hhmm.level1.csv | SF30_30_E_Avg | SF030_30_E | mV | SF030_30_E [mV] |  | PlantsSapflow1_3mAvg10Min030_30_e | 24486bf65bad3 | Biosphere |  | Saftfluss | Average |  | 030_30_E | tree_030 |  |  | 0.1 | 0.75 | [5 empty] | 652245.369 | 5773019.593 | cm**3/m**2 s |  |  | Flag_0: maintenance; Flag_1: man_flag; Flag_2: undef; Flag_3: limits; Flag_4: mvdiff_max=0.05
sap flow tree 033- 20mm- north-east 2015 | 220 |  | 1.3 |  | birch | 53.51 | 2015-04-23 12:10 | 2015-08-24 07:40 | BC2 | CR1BC2_BC2_YYYY_MM_DD_hhmm.level1.csv | SF033_43_NE | SF033_20_NE | mV | SF033_20_NE [mV] |  | PlantsSapflow1_3mAvg10Min_033_20_ne | 46cb73dcff9bd | Biosphere |  | Saftfluss | Average |  |  | tree_033 |  |  | 0.1 | 0.75 | [5 empty] | 652231.8431 | 5773023.309 | cm**3/m**2 s |  |  | Flag_0: maintenance; Flag_1: man_flag; Flag_2: undef; Flag_3: limits; Flag_4: mvdiff_max=0.05
sap flow tree 033- 20mm- north-east 2015 | 220 |  | 1.3 |  | birch | 53.51 | 2015-08-24 08:00 | 2015-11-03 14:00 | BC2 | CR1BC2_BC2_YYYY_MM_DD_hhmm.level1.csv | SF033_43_NE | SF033_20_NE | mV | SF033_20_NE [mV] |  | PlantsSapflow1_3mAvg10Min_033_20_ne | 46cb73dcff9bd | Biosphere |  | Saftfluss | Average |  |  | tree_033 |  |  | 0.1 | 0.75 | [5 empty] | 652231.8431 | 5773023.309 | cm**3/m**2 s |  |  | Flag_0: maintenance; Flag_1: man_flag; Flag_2: undef; Flag_3: limits; Flag_4: mvdiff_max=0.05; Flag_5: constant length=300m eps=0.005
sap flow tree 033- 20mm- north-east- natural temp grad 1 2015 | 221 |  | 1.3 |  | birch | 53.51 | 2015-04-23 12:10 | 2015-11-03 14:00 | BC2 | CR1BC2_BC2_YYYY_MM_DD_hhmm.level1.csv | SF033_43_NENT1 | SF033_20_NE_NT1 | mV | SF033_20_NE_NT1 [mV] | [9 empty] | tree_033 | [9 empty] | 652231.8431 | 5773023.309 |  |  |  | Flag_0: maintenance; Flag_1: man_flag; Flag_2: undef; Flag_3: limits
sap flow tree 033- 20mm- north-east- natural temp grad 2 2015 | 222 |  | 1.3 |  | birch | 53.51 | 2015-04-23 12:10 | 2015-11-03 14:00 | BC2 | CR1BC2_BC2_YYYY_MM_DD_hhmm.level1.csv | SF033_43N_ENT2 | SF033_20_NE_NT2 | mV | SF033_20_NE_NT2 [mV] | [9 empty] | tree_033 | [9 empty] | 652231.8431 | 5773023.309 |  |  |  | Flag_0: maintenance; Flag_1: man_flag; Flag_2: undef; Flag_3: limits
sap flow tree 033- 20mm- north-east- natural temp grad mean 2015 | 223 |  | 1.3 |  | birch | 53.51 | 2015-04-23 12:10 | 2015-11-03 14:00 | BC2 | CR1BC2_BC2_YYYY_MM_DD_hhmm.level1.csv | derived | SF033_20_NE_NTmean | K | SF033_20_NE_NTmean [K] | [9 empty] | tree_033 | [9 empty] | 652231.8431 | 5773023.309
sap flow tree 035- 10mm- north 2013 | 224 |  | 1.3 |  |  |  | 2013-06-27 13:50 | 2014-04-16 09:20 | BC2 | CR1BC2_BC2_YYYY_MM_DD_hhmm.level1.csv | SF35_10_N_Avg | SF035_10_N | mV | SF035_10_N [mV] |  | PlantsSapflow1_3mAvg10Min_035_10_n | 46cb73dcff9bd | Biosphere |  | Saftfluss | Average |  | _035_10_N | tree_035 |  |  | 0.1 | 0.75 | [5 empty] | 652236.198 | 5773025.685 |  |  |  | Flag_0: maintenance; Flag_1: man_flag; Flag_2: undef; Flag_3: limits; Flag_4: mvdiff_max=0.05
sap flow tree 035- 10mm- south 2013 | 225 |  | 1.3 |  |  |  | 2013-06-27 13:50 | 2014-04-16 09:20 | BC2 | CR1BC2_BC2_YYYY_MM_DD_hhmm.level1.csv | SF35_10_S_Avg | SF035_10_S | mV | SF035_10_S [mV] |  | PlantsSapflow1_3mAvg10Min_035_10_s | 46cb73dcff9bd | Biosphere |  | Saftfluss | Average |  | _035_10_S | tree_035 |  |  | 0.1 | 0.75 | [5 empty] | 652236.198 | 5773025.685 |  |  |  | Flag_0: maintenance; Flag_1: man_flag; Flag_2: undef; Flag_3: limits; Flag_4: mvdiff_max=0.05
sap flow tree 035- 20mm- east 2013 | 226 |  | 1.3 |  |  |  | 2013-06-27 13:50 | 2014-04-16 09:20 | BC2 | CR1BC2_BC2_YYYY_MM_DD_hhmm.level1.csv | SF35_20_E_Avg | SF035_20_E | mV | SF035_20_E [mV] |  | PlantsSapflow1_3mAvg10Min_035_20_e | 46cb73dcff9bd | Biosphere |  | Saftfluss | Average |  | _035_20_E | tree_035 |  |  | 0.1 | 0.75 | [5 empty] | 652236.198 | 5773025.685 |  |  |  | Flag_0: maintenance; Flag_1: man_flag; Flag_2: undef; Flag_3: limits; Flag_4: mvdiff_max=0.05
sap flow tree 035- 30mm- west 2013 | 227 |  | 1.3 |  |  |  | 2013-06-27 13:50 | 2014-04-16 09:20 | BC2 | CR1BC2_BC2_YYYY_MM_DD_hhmm.level1.csv | SF35_30_W_Avg | SF035_30_W | mV | SF035_30_W [mV] |  | PlantsSapflow1_3mAvg10Min_035_30_w | 46cb73dcff9bd | Biosphere |  | Saftfluss | Average |  | _035_30_W | tree_035 |  |  | 0.1 | 0.75 | [5 empty] | 652236.198 | 5773025.685 |  |  |  | Flag_0: maintenance; Flag_1: man_flag; Flag_2: undef; Flag_3: limits; Flag_4: mvdiff_max=0.05
sap flow tree 048- 20mm- north 2015 | 228 |  | 1.3 |  | hornbeam | 17.91 | 2015-04-23 12:10 | 2015-11-03 14:00 | BC2 | CR1BC2_BC2_YYYY_MM_DD_hhmm.level1.csv | SF048_43_N | SF048_20_N | mV | SF048_20_N [mV] |  | PlantsSapflow1_3mAvg10Min_048_20_n | 46cb73dcff9bd | Biosphere |  | Saftfluss | Average |  | _048_20_N | tree_048 |  |  | 0.1 | 0.75 | [5 empty] | 652221.2603 | 5773031.549 |  |  |  | Flag_0: maintenance; Flag_1: man_flag; Flag_2: undef; Flag_3: limits; Flag_4: mvdiff_max=0.05
sap flow tree 048- 20mm- north- natural temp grad 1 | 229 |  | 1.3 |  | hornbeam | 17.91 | 2015-04-23 12:10 | 2015-11-03 14:00 | BC2 | CR1BC2_BC2_YYYY_MM_DD_hhmm.level1.csv | SF048_43_NNT1 | SF048_20_N_NT1 | mV | SF048_20_N_NT1 [mV] | [9 empty] | tree_048 | [9 empty] | 652221.2603 | 5773031.549 |  |  |  | Flag_0: maintenance; Flag_1: man_flag; Flag_2: undef; Flag_3: limits
sap flow tree 048- 20mm- north- natural temp grad 2 | 230 |  | 1.3 |  | hornbeam | 17.91 | 2015-04-23 12:10 | 2015-11-03 14:00 | BC2 | CR1BC2_BC2_YYYY_MM_DD_hhmm.level1.csv | SF048_43_NNT2 | SF048_20_N_NT2 | mV | SF048_20_N_NT2 [mV] | [9 empty] | tree_048 | [9 empty] | 652221.2603 | 5773031.549 |  |  |  | Flag_0: maintenance; Flag_1: man_flag; Flag_2: undef; Flag_3: limits
sap flow tree 048- 20mm- north- natural temp grad mean | 231 |  | 1.3 |  | hornbeam | 17.91 | 2015-04-23 12:10 | 2015-11-03 14:00 | BC2 | CR1BC2_BC2_YYYY_MM_DD_hhmm.level1.csv | derived | SF048_20_N_NTmean | K | SF048_20_N_NTmean [K] | [9 empty] | tree_048 | [9 empty] | 652221.2603 | 5773031.549
sap flow tree 050- 10mm- north-east | 232 |  | 1.3 |  | oak |  | 2013-06-26 15:40 | 2014-04-16 09:20 | BC2 | CR1BC2_BC2_YYYY_MM_DD_hhmm.level1.csv | SF50_10_NE_Avg | SF050_10_NE | mV | SF050_10_NE [mV] |  | PlantsSapflow1_3mAvg10Min_050_10_ne | 46cb73dcff9bd | Biosphere |  | Saftfluss | Average |  | _050_10_NE | tree_050 |  |  | 0.1 | 0.75 | [5 empty] | 652218.1973 | 5773028.326 |  |  |  | Flag_0: maintenance; Flag_1: man_flag; Flag_2: undef; Flag_3: limits; Flag_4: mvdiff_max=0.05
sap flow tree 050- 10mm- south-west | 233 |  | 1.3 |  | oak |  | 2013-06-26 15:40 | 2014-04-16 09:20 | BC2 | CR1BC2_BC2_YYYY_MM_DD_hhmm.level1.csv | SF50_10_SW_Avg | SF050_10_SW | mV | SF050_10_SW [mV] |  | PlantsSapflow1_3mAvg10Min_050_10_sw | 46cb73dcff9bd | Biosphere |  | Saftfluss | Average |  | _050_10_SW | tree_050 |  |  | 0.1 | 0.75 | [5 empty] | 652218.1973 | 5773028.326 |  |  |  | Flag_0: maintenance; Flag_1: man_flag; Flag_2: undef; Flag_3: limits; Flag_4: mvdiff_max=0.05
sap flow tree 050- 20mm- east | 234 |  | 1.3 |  | oak | 62.47 | 2015-04-23 12:10 | 2015-11-03 14:00 | BC2 | CR1BC2_BC2_YYYY_MM_DD_hhmm.level1.csv | SF050_20_E | SF050_20_E | mV | SF050_20_E [mV] |  | PlantsSapflow1_3mAvg10Min_050_20_e | 46cb73dcff9bd | Biosphere |  | Saftfluss | Average |  | _050_20_E | tree_050 |  |  | 0.1 | 0.75 | [5 empty] | 652218.1973 | 5773028.326 |  |  |  | Flag_0: maintenance; Flag_1: man_flag; Flag_2: undef; Flag_3: limits; Flag_4: mvdiff_max=0.05
sap flow tree 050- 20mm- north | 235 |  | 1.3 |  | oak | 62.47 | 2015-04-23 12:10 | 2015-11-03 14:00 | BC2 | CR1BC2_BC2_YYYY_MM_DD_hhmm.level1.csv | SF050_20_N | SF050_20_N | mV | SF050_20_N [mV] |  | PlantsSapflow1_3mAvg10Min_050_20_n | 46cb73dcff9bd | Biosphere |  | Saftfluss | Average |  | _050_20_N | tree_050 |  |  | 0.1 | 0.75 | [5 empty] | 652218.1973 | 5773028.326 |  |  |  | Flag_0: maintenance; Flag_1: man_flag; Flag_2: undef; Flag_3: limits; Flag_4: mvdiff_max=0.05
sap flow tree 050- 20mm- north | 236 |  | 1.3 |  | oak |  | 2013-06-26 15:40 | 2014-04-16 09:20 | BC2 | CR1BC2_BC2_YYYY_MM_DD_hhmm.level1.csv | SF50_20_N_Avg | SF050_20_N | mV | SF050_20_N [mV] |  |  | 46cb73dcff9bd | Biosphere |  | Saftfluss | Average |  | _050_20_N | tree_050 |  |  | 0.1 | 0.75 | [5 empty] | 652218.1973 | 5773028.326 |  |  |  | Flag_0: maintenance; Flag_1: man_flag; Flag_2: undef; Flag_3: limits; Flag_4: mvdiff_max=0.05
sap flow tree 050- 20mm- west | 237 |  | 1.3 |  | oak | 62.1 | 2014-04-16 10:00 | 2015-04-16 15:30 | BC2 | CR1BC2_BC2_YYYY_MM_DD_hhmm.level1.csv | SF50_20_W | SF050_20_W | mV | SF050_20_W [mV] |  | PlantsSapflow1_3mAvg10Min_050_20_w | 46cb73dcff9bd | Biosphere |  | Saftfluss | Average |  | _050_20_W | tree_050 |  |  | 0.1 | 0.75 |  |  |  |  | not present | 652218.1973 | 5773028.326 |  |  |  | Flag_0: maintenance; Flag_1: man_flag; Flag_2: undef; Flag_3: limits; Flag_4: mvdiff_max=0.05
sap flow tree 050- 30mm- south-east | 238 |  | 1.3 |  | oak |  | 2013-06-26 15:40 | 2013-11-28 | BC2 | CR1BC2_BC2_YYYY_MM_DD_hhmm.level1.csv | SF50_30_SE_Avg | SF050_30_SE | mV | SF050_30_SE [mV] |  | PlantsSapflow1_3mAvg10Min_050_30_se | 46cb73dcff9bd | Biosphere |  | Saftfluss | Average |  | _050_30_SE | tree_050 |  |  | 0.1 | 0.75 | [5 empty] | 652218.1973 | 5773028.326 |  |  |  | Flag_0: maintenance; Flag_1: man_flag; Flag_2: undef; Flag_3: limits; Flag_4: mvdiff_max=0.05
sap flow tree 050- 40mm- north-west | 239 |  | 1.3 |  | oak |  | 2013-06-26 15:40 | 2013-11-28 | BC2 | CR1BC2_BC2_YYYY_MM_DD_hhmm.level1.csv | SF50_40_NW_Avg | SF050_40_NW | mV | SF050_40_NW [mV] |  | PlantsSapflow1_3mAvg10Min_050_40_nw | 46cb73dcff9bd | Biosphere |  | Saftfluss | Average |  | _050_40_NW | tree_050 |  |  | 0.1 | 0.75 | [5 empty] | 652218.1973 | 5773028.326 |  |  |  | Flag_0: maintenance; Flag_1: man_flag; Flag_2: undef; Flag_3: limits; Flag_4: mvdiff_max=0.05
sap flow tree 050- 40mm- west | 240 |  | 1.3 |  | oak | 62.1 | 2014-04-16 10:00 | 2015-04-16 15:30 | BC2 | CR1BC2_BC2_YYYY_MM_DD_hhmm.level1.csv | SF50_40_W | SF050_40_W | mV | SF050_40_W [mV] |  | PlantsSapflow1_3mAvg10Min_050_40_w | 46cb73dcff9bd | Biosphere |  | Saftfluss | Average |  | _050_40_W | tree_050 |  |  | 0.1 | 0.75 | [5 empty] | 652218.1973 | 5773028.326 |  |  |  | Flag_0: maintenance; Flag_1: man_flag; Flag_2: undef; Flag_3: limits; Flag_4: mvdiff_max=0.05
sap flow tree 056- 20mm- north | 241 |  | 1.3 |  | hornbeam | 17.64 | 2015-04-23 12:10 | 2015-11-03 14:00 | BC2 | CR1BC2_BC2_YYYY_MM_DD_hhmm.level1.csv | SF56_43_N | SF056_20_N | mV | SF056_20_N [mV] |  | PlantsSapflow1_3mAvg10Min_056_20_n | 46cb73dcff9bd | Biosphere |  | Saftfluss | Average |  | _056_20_N | tree_056 |  |  | 0.1 | 0.75 | [5 empty] | 652208.3271 | 5773017.563 |  |  |  | Flag_0: maintenance; Flag_1: man_flag; Flag_2: undef; Flag_3: limits; Flag_4: mvdiff_max=0.05
sap flow tree 056- 20mm- north- natural temp grad 1 | 242 |  | 1.3 |  | hornbeam | 17.64 | 2015-04-23 12:10 | 2015-11-03 14:00 | BC2 | CR1BC2_BC2_YYYY_MM_DD_hhmm.level1.csv | SF56_43_NNT1 | SF056_20_N_NT1 | mV | SF056_20_N_NT1 [mV] | [9 empty] | tree_056 | [9 empty] | 652208.3271 | 5773017.563 |  |  |  | Flag_0: maintenance; Flag_1: man_flag; Flag_2: undef
sap flow tree 056- 20mm- north- natural temp grad 2 | 243 |  | 1.3 |  | hornbeam | 17.64 | 2015-04-23 12:10 | 2015-11-03 14:00 | BC2 | CR1BC2_BC2_YYYY_MM_DD_hhmm.level1.csv | SF56_43_NNT2 | SF056_20_N_NT2 | mV | SF056_20_N_NT2 [mV] | [9 empty] | tree_056 | [9 empty] | 652208.3271 | 5773017.563 |  |  |  | Flag_0: maintenance; Flag_1: man_flag; Flag_2: undef
sap flow tree 057 - 20mm - north-east -1st installation | 244 |  | 1.3 |  | beech | 54.39 | 2016-04-12 11:20 | 2017-04-12 12:50 | BC2 | CR1BC2_BC2_YYYY_MM_DD_hhmm.level1.csv | SF057_43_NE_1 | SF057_20_NE_1 | mV | SF057_20_NE_1 [mV] |  | PlantsSapflow1_3mAvg10Min_057_20_ne_1 | 46cb73dcff9bd | Biosphere |  | Saftfluss | Average |  | _057_20_NE_ | tree_057 |  |  | 0.1 | 0.8 |  |  |  |  | sensors are 43mm long but installed in 20mm | 652209.9426 | 5773013.826 |  |  |  | Flag_0: maintenance; Flag_1: man_flag; Flag_2: undef; Flag_3: limits; Flag_4: mvdiff_max=0.05
sap flow tree 057 - 20mm - north-east -2nd installation | 245 |  | 1.3 |  | beech | 54.39 | 2016-04-12 11:20 | 2017-04-12 12:50 | BC2 | CR1BC2_BC2_YYYY_MM_DD_hhmm.level1.csv | SF057_43_NE_2 | SF057_20_NE_2 | mV | SF057_20_NE_2 [mV] |  | PlantsSapflow1_3mAvg10Min_057_20_ne_2 | 46cb73dcff9bd | Biosphere |  | Saftfluss | Average |  | _057_20_NE_ | tree_057 |  |  | 0.1 | 0.8 |  |  |  |  | sensors are 43mm long but installed in 20mm | 652209.9426 | 5773013.826 |  |  |  | Flag_0: maintenance; Flag_1: man_flag; Flag_2: undef; Flag_3: limits; Flag_4: mvdiff_max=0.05
sap flow tree 057 - 20mm - north-east -3rd installation | 246 |  | 1.3 |  | beech | 54.39 | 2016-06-15 11:30 | 2017-04-12 12:50 | BC2 | CR1BC2_BC2_YYYY_MM_DD_hhmm.level1.csv | SF057_20_NE_3 | SF057_20_NE_3 | mV | SF057_20_NE_3 [mV] |  | PlantsSapflow1_3mAvg10Min_057_20_ne_3 | 46cb73dcff9bd | Biosphere |  | Saftfluss | Average |  | _057_20_NE_ | tree_057 |  |  | 0.1 | 0.75 |  |  |  |  | hand-made sensor 20mm long | 652209.9426 | 5773013.826 |  |  |  | Flag_0: maintenance; Flag_1: man_flag; Flag_2: undef; Flag_3: limits; Flag_4: mvdiff_max=0.05
sap flow tree 057 - 20mm - north-east natural temp grad 1-1st installation | 247 |  | 1.3 |  | beech | 54.39 | 2016-04-12 11:20 | 2017-04-12 12:50 | BC2 | CR1BC2_BC2_YYYY_MM_DD_hhmm.level1.csv | SF057_43_NENT1_1 | SF057_20_NE_1_NT1 | mV | SF057_20_NE_1_NT1 [mV] | [9 empty] | tree_057 |  |  | -0.05 | 0.05 |  |  |  |  | sensors are 43mm long but installed in 20mm | 652209.9426 | 5773013.826 |  |  |  | Flag_0: maintenance; Flag_1: man_flag; Flag_2: undef
sap flow tree 057 - 20mm - north-east natural temp grad 1-2nd installation | 248 |  | 1.3 |  | beech | 54.39 | 2016-04-12 11:20 | 2017-04-12 12:50 | BC2 | CR1BC2_BC2_YYYY_MM_DD_hhmm.level1.csv | SF057_43_NENT1_2 | SF057_20_NE_2_NT1 | mV | SF057_20_NE_2_NT1 [mV] | [9 empty] | tree_057 |  |  | -0.05 | 0.05 |  |  |  |  | sensors are 43mm long but installed in 20mm | 652209.9426 | 5773013.826 |  |  |  | Flag_0: maintenance; Flag_1: man_flag; Flag_2: undef
sap flow tree 057 - 20mm - north-east natural temp grad 2-1st installation | 249 |  | 1.3 |  | beech | 54.39 | 2016-04-12 11:20 | 2017-04-12 12:50 | BC2 | CR1BC2_BC2_YYYY_MM_DD_hhmm.level1.csv | SF057_43_NENT2_1 | SF057_20_NE_1_NT2 | mV | SF057_20_NE_1_NT2 [mV] | [9 empty] | tree_057 |  |  | -0.05 | 0.05 |  |  |  |  | sensors are 43mm long but installed in 20mm | 652209.9426 | 5773013.826 |  |  |  | Flag_0: maintenance; Flag_1: man_flag; Flag_2: undef
sap flow tree 057 - 20mm - north-east natural temp grad 2-2nd installation | 250 |  | 1.3 |  | beech | 54.39 | 2016-04-12 11:20 | 2017-04-12 12:50 | BC2 | CR1BC2_BC2_YYYY_MM_DD_hhmm.level1.csv | SF057_43_NENT2_2 | SF057_20_NE_2_NT2 | mV | SF057_20_NE_2_NT2 [mV] | [9 empty] | tree_057 |  |  | -0.05 | 0.05 |  |  |  |  | sensors are 43mm long but installed in 20mm | 652209.9426 | 5773013.826 |  |  |  | Flag_0: maintenance; Flag_1: man_flag; Flag_2: undef; Flag_3: limits
sap flow tree 057- 20mm- north | 251 |  | 1.3 |  | beech | 53.78 | 2015-04-23 12:10 | 2015-11-03 14:00 | BC2 | CR1BC2_BC2_YYYY_MM_DD_hhmm.level1.csv | SF057_43_N | SF057_20_N | mV | SF057_20_N [mV] |  | PlantsSapflow1_3mAvg10Min_057_20_n | 46cb73dcff9bd | Biosphere |  | Saftfluss | Average |  | _057_20_N | tree_057 |  |  | 0.1 | 0.75 | [5 empty] | 652209.9426 | 5773013.826 |  |  |  | Flag_0: maintenance; Flag_1: man_flag; Flag_2: undef; Flag_3: limits; Flag_4: mvdiff_max=0.05
sap flow tree 057- 20mm- north- natural temp grad 1 | 252 |  | 1.3 |  | beech | 53.78 | 2015-04-23 12:10 | 2015-11-03 14:00 | BC2 | CR1BC2_BC2_YYYY_MM_DD_hhmm.level1.csv | SF057_43_NNT1 | SF057_20_N_NT1 | mV | SF057_20_N_NT1 [mV] | [9 empty] | tree_057 |  |  | 0.1 | 0.75 | [5 empty] | 652209.9426 | 5773013.826 |  |  |  | Flag_0: maintenance; Flag_1: man_flag; Flag_2: undef; Flag_3: limits
sap flow tree 057- 20mm- north- natural temp grad 2 | 253 |  | 1.3 |  | beech | 53.78 | 2015-04-23 12:10 | 2015-11-03 14:00 | BC2 | CR1BC2_BC2_YYYY_MM_DD_hhmm.level1.csv | SF057_43_NNT2 | SF057_20_N_NT2 | mV | SF057_20_N_NT2 [mV] | [9 empty] | tree_057 |  |  | 0.1 | 0.75 | [5 empty] | 652209.9426 | 5773013.826 |  |  |  | Flag_0: maintenance; Flag_1: man_flag; Flag_2: undef; Flag_3: limits
sap flow tree 057- 20mm- south-east | 254 |  | 1.3 |  | beech | 53.19 | 2014-04-16 10:00 | 2015-04-16 15:30 | BC2 | CR1BC2_BC2_YYYY_MM_DD_hhmm.level1.csv | SF57_20_SE | SF057_20_SE | mV | SF057_20_SE [mV] |  | PlantsSapflow1_3mAvg10Min_057_20_se | 46cb73dcff9bd | Biosphere |  | Saftfluss | Average |  | _057_20_SE | tree_057 |  |  | 0.1 | 0.75 | [5 empty] | 652209.9426 | 5773013.826 |  |  |  | Flag_0: maintenance; Flag_1: man_flag; Flag_2: undef; Flag_3: limits; Flag_4: mvdiff_max=0.05
sap flow tree 057- 43mm- north-west | 255 |  | 1.3 |  | beech | 53.19 | 2014-04-16 10:00 | 2015-04-16 15:30 | BC2 | CR1BC2_BC2_YYYY_MM_DD_hhmm.level1.csv | SF57_43_NW | SF057_43_NW | mV | SF057_43_NW [mV] |  | PlantsSapflow1_3mAvg10Min_057_43_nw | 46cb73dcff9bd | Biosphere |  | Saftfluss | Average |  | _057_43_NW | tree_057 |  |  | 0.1 | 0.75 | [5 empty] | 652209.9426 | 5773013.826 |  |  |  | Flag_0: maintenance; Flag_1: man_flag; Flag_2: undef; Flag_3: limits; Flag_4: mvdiff_max=0.05
sap flow tree 057- 43mm- north-west- natural temp grad 1 | 256 |  | 1.3 |  | beech | 53.19 | 2014-04-16 10:00 | 2015-04-16 15:30 | BC2 | CR1BC2_BC2_YYYY_MM_DD_hhmm.level1.csv | SF57_43_NWNT1 | SF057_43_NW_NT1 | mV | SF057_43_NW_NT1 [mV] | [9 empty] | tree_057 | [9 empty] | 652209.9426 | 5773013.826 |  |  |  | Flag_0: maintenance; Flag_1: man_flag; Flag_2: undef; Flag_3: limits
sap flow tree 057- 43mm- north-west- natural temp grad 2 | 257 |  | 1.3 |  | beech | 53.19 | 2014-04-16 10:00 | 2015-04-16 15:30 | BC2 | CR1BC2_BC2_YYYY_MM_DD_hhmm.level1.csv | SF57_43_NWNT2 | SF057_43_NW_NT2 | mV | SF057_43_NW_NT2 [mV] | [9 empty] | tree_057 | [9 empty] | 652209.9426 | 5773013.826 |  |  |  | Flag_0: maintenance; Flag_1: man_flag; Flag_2: undef; Flag_3: limits
sap flow tree 058 - 20mm - north-west -1st installation | 258 |  | 1.3 |  | beech | 55.58 | 2016-04-12 11:20 | 2017-04-12 12:50 | BC2 | CR1BC2_BC2_YYYY_MM_DD_hhmm.level1.csv | SF058_43_NW_1 | SF058_20_NW_1 | mV | SF058_20_NW_1 [mV] |  | PlantsSapflow1_3mAvg10Min_058_20_nw_1 | 46cb73dcff9bd | Biosphere |  | Saftfluss | Average |  | _058_20_NW_1 | tree_058 |  |  | 0.1 | 0.8 |  |  |  |  | sensors are 43mm long but installed in 20mm | 652211.8013 | 5773019.262 |  |  |  | Flag_0: maintenance; Flag_1: man_flag; Flag_2: undef; Flag_3: limits; Flag_4: mvdiff_max=0.05
sap flow tree 058 - 20mm - north-west -2nd installation | 259 |  | 1.3 |  | beech | 55.58 | 2016-04-12 11:20 | 2017-04-12 12:50 | BC2 | CR1BC2_BC2_YYYY_MM_DD_hhmm.level1.csv | SF058_43_NW_2 | SF058_20_NW_2 | mV | SF058_20_NW_2 [mV] |  | PlantsSapflow1_3mAvg10Min_058_20_nw_2 | 46cb73dcff9bd | Biosphere |  | Saftfluss | Average |  | _058_20_NW_2 | tree_058 |  |  | 0.1 | 0.8 |  |  |  |  | sensors are 43mm long but installed in 20mm | 652211.8013 | 5773019.262 |  |  |  | Flag_0: maintenance; Flag_1: man_flag; Flag_2: undef; Flag_3: limits; Flag_4: mvdiff_max=0.05
sap flow tree 058 - 20mm - north-west -3rd installation | 260 |  | 1.3 |  | beech | 55.58 | 2016-06-15 11:30 | 2017-04-12 12:50 | BC2 | CR1BC2_BC2_YYYY_MM_DD_hhmm.level1.csv | SF058_20_NW_3 | SF058_20_NW_3 | mV | SF058_20_NW_3 [mV] |  | PlantsSapflow1_3mAvg10Min_058_20_nw_3 | 46cb73dcff9bd | Biosphere |  | Saftfluss | Average |  | _058_20_NW_3 | tree_058 |  |  | 0.1 | 0.75 |  |  |  |  | hand-made sensor 20mm long | 652211.8013 | 5773019.262 |  |  |  | Flag_0: maintenance; Flag_1: man_flag; Flag_2: undef; Flag_3: limits; Flag_4: mvdiff_max=0.05
sap flow tree 058 - 20mm - north-west natural temp grad 1-1st installation | 261 |  | 1.3 |  | beech | 55.58 | 2016-04-12 11:20 | 2017-04-12 12:50 | BC2 | CR1BC2_BC2_YYYY_MM_DD_hhmm.level1.csv | SF058_43_NWNT1_1 | SF058_20_NW_1_NT1 | mV | SF058_20_NW_1_NT1 [mV] | [9 empty] | tree_058 |  |  | -0.05 | 0.05 |  |  |  |  | sensors are 43mm long but installed in 20mm | 652211.8013 | 5773019.262 |  |  |  | Flag_0: maintenance; Flag_1: man_flag; Flag_2: undef; Flag_3: limits
sap flow tree 058 - 20mm - north-west natural temp grad 1-2nd installation | 262 |  | 1.3 |  | beech | 55.58 | 2016-04-12 11:20 | 2017-04-12 12:50 | BC2 | CR1BC2_BC2_YYYY_MM_DD_hhmm.level1.csv | SF058_43_NWNT1_2 | SF058_20_NW_2_NT1 | mV | SF058_20_NW_2_NT1 [mV] | [9 empty] | tree_058 |  |  | -0.05 | 0.05 |  |  |  |  | sensors are 43mm long but installed in 20mm | 652211.8013 | 5773019.262 |  |  |  | Flag_0: maintenance; Flag_1: man_flag; Flag_2: undef; Flag_3: limits
sap flow tree 058 - 20mm - north-west natural temp grad 2-1st installation | 263 |  | 1.3 |  | beech | 55.58 | 2016-04-12 11:20 | 2017-04-12 12:50 | BC2 | CR1BC2_BC2_YYYY_MM_DD_hhmm.level1.csv | SF058_43_NWNT2_1 | SF058_20_NW_1_NT2 | mV | SF058_20_NW_1_NT2 [mV] | [9 empty] | tree_058 |  |  | -0.05 | 0.05 |  |  |  |  | sensors are 43mm long but installed in 20mm | 652211.8013 | 5773019.262 |  |  |  | Flag_0: maintenance; Flag_1: man_flag; Flag_2: undef; Flag_3: limits
sap flow tree 058 - 20mm - north-west natural temp grad 2-2nd installation | 264 |  | 1.3 |  | beech | 55.58 | 2016-04-12 11:20 | 2017-04-12 12:50 | BC2 | CR1BC2_BC2_YYYY_MM_DD_hhmm.level1.csv | SF058_43_NWNT2_2 | SF058_20_NW_2_NT2 | mV | SF058_20_NW_2_NT2 [mV] | [9 empty] | tree_058 |  |  | -0.05 | 0.05 |  |  |  |  | sensors are 43mm long but installed in 20mm | 652211.8013 | 5773019.262 |  |  |  | Flag_0: maintenance; Flag_1: man_flag; Flag_2: undef; Flag_3: limits
sap flow tree 058- 20mm- east-north-east | 265 |  | 1.3 |  | beech |  | 2015-04-23 12:10 | 2015-11-03 14:00 | BC2 | CR1BC2_BC2_YYYY_MM_DD_hhmm.level1.csv | SF058_43_ENE | SF058_20_ENE | mV | SF058_20_ENE [mV] |  | PlantsSapflow1_3mAvg10Min_058_20_ene | 46cb73dcff9bd | Biosphere |  | Saftfluss | Average |  | _058_20_ENE | tree_058 |  |  | 0.1 | 0.75 | [5 empty] | 652211.8013 | 5773019.262 |  |  |  | Flag_0: maintenance; Flag_1: man_flag; Flag_2: undef; Flag_3: limits; Flag_4: mvdiff_max=0.05
sap flow tree 058- 20mm- east-north-east- natural temp grad 1 | 266 |  | 1.3 |  | beech | 54.9 | 2015-04-23 12:10 | 2015-11-03 14:00 | BC2 | CR1BC2_BC2_YYYY_MM_DD_hhmm.level1.csv | SF058_43_ENENT1 | SF058_20_ENE_NT1 | mV | SF058_20_ENE_NT1 [mV] | [9 empty] | tree_058 | [9 empty] | 652211.8013 | 5773019.262 |  |  |  | Flag_0: maintenance; Flag_1: man_flag; Flag_2: undef; Flag_3: limits
sap flow tree 058- 20mm- east-north-east- natural temp grad 2 | 267 |  | 1.3 |  | beech | 54.9 | 2015-04-23 12:10 | 2015-11-03 14:00 | BC2 | CR1BC2_BC2_YYYY_MM_DD_hhmm.level1.csv | SF058_43_ENENT2 | SF058_20_ENE_NT2 | mV | SF058_20_ENE_NT2 [mV] | [9 empty] | tree_058 | [8 empty] | !!!! Blank in Header !!!!! | 652211.8013 | 5773019.262 |  |  |  | Flag_0: maintenance; Flag_1: man_flag; Flag_2: undef; Flag_3: limits
sap flow tree 058- 20mm- south | 268 |  | 1.3 |  | beech | 54.34 | 2014-04-16 10:00 | 2015-04-16 15:30 | BC2 | CR1BC2_BC2_YYYY_MM_DD_hhmm.level1.csv | SF58_20_S | SF058_20_S | mV | SF058_20_S [mV] |  | PlantsSapflow1_3mAvg10Min_058_20_s | 46cb73dcff9bd | Biosphere |  | Saftfluss | Average |  | _058_20_S | tree_058 |  |  | 0.1 | 0.75 | [5 empty] | 652211.8013 | 5773019.262 |  |  |  | Flag_0: maintenance; Flag_1: man_flag; Flag_2: undef; Flag_3: limits; Flag_4: mvdiff_max=0.05
sap flow tree 058- 43mm- north | 269 |  | 1.3 |  | beech | 54.34 | 2014-04-16 10:00 | 2015-04-16 15:30 | BC2 | CR1BC2_BC2_YYYY_MM_DD_hhmm.level1.csv | SF58_43_N | SF058_43_N | mV | SF058_43_N [mV] |  | PlantsSapflow1_3mAvg10Min_058_43_n | 46cb73dcff9bd | Biosphere |  | Saftfluss | Average |  | _058_43_N | tree_058 |  |  | 0.1 | 0.75 | [5 empty] | 652211.8013 | 5773019.262 |  |  |  | Flag_0: maintenance; Flag_1: man_flag; Flag_2: undef; Flag_3: limits; Flag_4: mvdiff_max=0.05
sap flow tree 058- 43mm- north- natural temp grad 1 | 270 |  | 1.3 |  | beech | 54.34 | 2014-04-16 10:00 | 2015-04-16 15:30 | BC2 | CR1BC2_BC2_YYYY_MM_DD_hhmm.level1.csv | SF58_43_NNT1 | SF058_43_N_NT1 | mV | SF058_43_N_NT1 [mV] | [9 empty] | tree_058 | [9 empty] | 652211.8013 | 5773019.262 |  |  |  | Flag_0: maintenance; Flag_1: man_flag; Flag_2: undef; Flag_3: limits
sap flow tree 058- 43mm- north- natural temp grad 2 | 271 |  | 1.3 |  | beech | 54.34 | 2014-04-16 10:00 | 2015-04-16 15:30 | BC2 | CR1BC2_BC2_YYYY_MM_DD_hhmm.level1.csv | SF58_43_NNT2 | SF058_43_N_NT2 | mV | SF058_43_N_NT2 [mV] | [9 empty] | tree_058 | [9 empty] | 652211.8013 | 5773019.262 |  |  |  | Flag_0: maintenance; Flag_1: man_flag; Flag_2: undef; Flag_3: limits
sap flow tree 068- 20mm- north-west | 272 |  | 1.3 |  |  |  | 2013-06-27 13:30 | 2013-11-28 | BC1 | CR1BC1_BC1_YYYY_MM_DD_hhmm.level1.csv | SF68_20_NW_Avg | SF068_20_NW | mV | SF068_20_NW [mV] |  | PlantsSapflow1_3mAvg10Min068_20_nw | 24486bf65bad3 | Biosphere |  | Saftfluss | Average |  | 068_20_NW | tree_068 |  |  | 0.1 | 0.75 | [5 empty] | 652235.2166 | 5773009.919 |  |  |  | Flag_0: maintenance; Flag_1: man_flag; Flag_2: undef; Flag_3: limits; Flag_4: mvdiff_max=0.05
sap flow tree 068- 20mm- south | 273 |  | 1.3 |  |  |  | 2013-06-27 13:30 | 2013-11-28 | BC1 | CR1BC1_BC1_YYYY_MM_DD_hhmm.level1.csv | SF68_20_S_Avg | SF068_20_S | mV | SF068_20_S [mV] |  | PlantsSapflow1_3mAvg10Min068_20_s | 24486bf65bad3 | Biosphere |  | Saftfluss | Average |  | 068_20_S | tree_068 |  |  | 0.1 | 0.75 | [5 empty] | 652235.2166 | 5773009.919 |  |  |  | Flag_0: maintenance; Flag_1: man_flag; Flag_2: undef; Flag_3: limits; Flag_4: mvdiff_max=0.05
sap flow tree 068- 43mm- north-east | 274 |  | 1.3 |  |  |  | 2013-05-13 11:30 | 2013-11-28 | BC1 | CR1BC1_BC1_YYYY_MM_DD_hhmm.level1.csv | SF68_43_NE_Avg | SF068_43_NE | mV | SF068_43_NE [mV] |  | PlantsSapflow1_3mAvg10Min068_43_ne | 24486bf65bad3 | Biosphere |  | Saftfluss | Average |  | 068_43_NE | tree_068 |  |  | 0.1 | 0.75 | [5 empty] | 652235.2166 | 5773009.919 |  |  |  | Flag_0: maintenance; Flag_1: man_flag; Flag_2: undef; Flag_3: limits; Flag_4: mvdiff_max=0.05
sap flow tree 068- 43mm- north-east- natural temp grad 1 | 275 |  | 1.3 |  |  |  | 2013-05-13 11:30 | 2013-11-28 | BC1 | CR1BC1_BC1_YYYY_MM_DD_hhmm.level1.csv | SF68_43_NE_SENT1_Avg | SF068_43_NE_NT1 | mV | SF068_43_NE_NT1 [mV] | [9 empty] | tree_068 | [9 empty] | 652235.2166 | 5773009.919 |  |  |  | Flag_0: maintenance; Flag_1: man_flag; Flag_2: undef; Flag_3: limits
sap flow tree 068- 43mm- north-east- natural temp grad 2 | 276 |  | 1.3 |  |  |  | 2013-05-13 11:30 | 2013-11-28 | BC1 | CR1BC1_BC1_YYYY_MM_DD_hhmm.level1.csv | SF68_43_NW_SENT2_Avg | SF068_43_NE_NT2 | mV | SF068_43_NE_NT2 [mV] | [9 empty] | tree_068 | [8 empty] | planned was north-east! | 652235.2166 | 5773009.919 |  |  |  | Flag_0: maintenance; Flag_1: man_flag; Flag_2: undef; Flag_3: limits
sap flow tree 077- 20mm- north-east 2013 | 277 |  | 1.3 |  |  |  | 2013-06-26 15:40 | 2013-11-28 13:10 | BC2 | CR1BC2_BC2_YYYY_MM_DD_hhmm.level1.csv | SF77_20_NE_Avg | SF077_20_NE | mV | SF077_20_NE [mV] |  | PlantsSapflow1_3mAvg10Min_077_20_ne | 46cb73dcff9bd | Biosphere |  | Saftfluss | Average |  | _077_20_NE | tree_077 |  |  | 0.1 | 0.75 | [5 empty] | 652222.7438 | 5773003.481 |  |  |  | Flag_0: maintenance; Flag_1: man_flag; Flag_2: undef; Flag_3: limits; Flag_4: mvdiff_max=0.05
sap flow tree 077- 20mm- south-west 2013 | 278 |  | 1.3 |  |  |  | 2013-06-26 15:40 | 2013-11-28 13:10 | BC2 | CR1BC2_BC2_YYYY_MM_DD_hhmm.level1.csv | SF77_20_SW_Avg | SF077_20_SW | mV | SF077_20_SW [mV] |  | PlantsSapflow1_3mAvg10Min_077_20_sw | 46cb73dcff9bd | Biosphere |  | Saftfluss | Average |  | _077_20_SW | tree_077 |  |  | 0.1 | 0.75 | [5 empty] | 652222.7438 | 5773003.481 |  |  |  | Flag_0: maintenance; Flag_1: man_flag; Flag_2: undef; Flag_3: limits; Flag_4: mvdiff_max=0.05
sap flow tree 050 east-north-east -1st installation 2019 |  |  | 1.3 |  | oak | 64.44 | 2019-04-03 13:00 |  | BC2 | CR1BC2_BC2_YYYY_MM_DD_hhmm.level1.csv | SF050_20_N_1 | SF050_20_ENE_1 | mV | SF050_20_ENE_1 [mV] | [12 empty] | 0.1 | 0.75 | [5 empty] | 652218.1973 | 5773028.326 |  |  |  | Flag_0: maintenance; Flag_1: man_flag; Flag_2: undef; Flag_3: limits; Flag_4: mvdiff_max=0.05
sap flow tree 050 east-north-east-2nd installation 2019 |  |  | 1.3 |  | oak | 64.44 | 2019-04-03 13:00 |  | BC2 | CR1BC2_BC2_YYYY_MM_DD_hhmm.level1.csv | SF050_20_N_2 | SF050_20_ENE_2 | mV | SF050_20_ENE_2 [mV] | [12 empty] | 0.1 | 0.75 | [5 empty] | 652218.1973 | 5773028.326 |  |  |  | Flag_0: maintenance; Flag_1: man_flag; Flag_2: undef; Flag_3: limits; Flag_4: mvdiff_max=0.05
sap flow tree 062 north-north-east-1st installation 2019 |  |  | 1.3 |  | beech | 45.8 | 2019-04-03 13:00 |  | BC2 | CR1BC2_BC2_YYYY_MM_DD_hhmm.level1.csv | SF062_20_N_1 | SF062_20_NNE_1 | mV | SF062_20_NNE_1 [mV] | [12 empty] | 0.1 | 0.75 | [5 empty] | 652225.7665 | 5773017.072 |  |  |  | Flag_0: maintenance; Flag_1: man_flag; Flag_2: undef; Flag_3: limits; Flag_4: mvdiff_max=0.05
sap flow tree 062 north-north-east-2nd installation 2019 |  |  | 1.3 |  | beech | 45.8 | 2019-04-03 13:00 |  | BC2 | CR1BC2_BC2_YYYY_MM_DD_hhmm.level1.csv | SF062_20_N_2 | SF062_20_NNE_2 | mV | SF062_20_NNE_2 [mV] | [12 empty] | 0.1 | 0.75 | [5 empty] | 652225.7665 | 5773017.072 |  |  |  | Flag_0: maintenance; Flag_1: man_flag; Flag_2: undef; Flag_3: limits; Flag_4: mvdiff_max=0.05
sap flow tree 082 north-1st installation 2019 |  |  | 1.3 |  | beech | 50.6 | 2019-04-03 13:00 |  | BC2 | CR1BC2_BC2_YYYY_MM_DD_hhmm.level1.csv | SF082_20_N_1 | SF082_20_N_1 | mV | SF082_20_N_1 [mV] | [12 empty] | 0.1 | 0.75 | [5 empty] | 652218.1851 | 5773012.355 |  |  |  | Flag_0: maintenance; Flag_1: man_flag; Flag_2: undef; Flag_3: limits; Flag_4: mvdiff_max=0.05
sap flow tree 082 north-2nd installation 2019 |  |  | 1.3 |  | beech | 50.6 | 2019-04-03 13:00 |  | BC2 | CR1BC2_BC2_YYYY_MM_DD_hhmm.level1.csv | SF082_20_N_2 | SF082_20_N_2 | mV | SF082_20_N_2 [mV] | [12 empty] | 0.1 | 0.75 | [5 empty] | 652218.1851 | 5773012.355 |  |  |  | Flag_0: maintenance; Flag_1: man_flag; Flag_2: undef; Flag_3: limits; Flag_4: mvdiff_max=0.05
sap flow tree 106 - 20mm - east - commertial | 279 |  | 1.3 |  | beech | 46.87 | 2015-04-23 12:20 | 2015-11-05 12:00 | BC3 | CR1BC3_BC3_YYYY_MM_DD_hhmm.level1.csv | SF106_43_E | SF106_20_E | mV | SF106_20_E [mV] |  | PlantsSapflow1_3mAvg10Min_106_20_e | 66dd8384ba380 | Biosphere |  | Saftfluss | Average |  | _106_20_E | tree_106 |  |  | 0.1 | 0.75 |  |  |  |  | commertial sensor in 20mm depth | 652193.5774 | 5772994.768 |  |  |  | Flag_0: maintenance; Flag_1: man_flag; Flag_2: undef; Flag_3: limits; Flag_4: mvdiff_max=0.05
sap flow tree 106 - 20mm - east - commertial - natural temp grad 1 | 280 |  | 1.3 |  | beech | 46.87 | 2015-04-23 12:20 | 2015-11-05 12:00 | BC3 | CR1BC3_BC3_YYYY_MM_DD_hhmm.level1.csv | SF106_43_ENT1 | SF106_20_E_NT1 | mV | SF106_20_E_NT1 [mV] | [9 empty] | tree_106 | [8 empty] | commertial sensor in 20mm depth | 652193.5774 | 5772994.768 |  |  |  | Flag_0: maintenance; Flag_1: man_flag; Flag_2: undef; Flag_3: limits
sap flow tree 106 - 20mm - east - commertial - natural temp grad 2 | 281 |  | 1.3 |  | beech | 46.87 | 2015-04-23 12:20 | 2015-11-05 12:00 | BC3 | CR1BC3_BC3_YYYY_MM_DD_hhmm.level1.csv | SF106_43_ENT2 | SF106_20_E_NT2 | mV | SF106_20_E_NT2 [mV] | [9 empty] | tree_106 | [8 empty] | commertial sensor in 20mm depth | 652193.5774 | 5772994.768 |  |  |  | Flag_0: maintenance; Flag_1: man_flag; Flag_2: undef; Flag_3: limits
sap flow tree 106 - 43mm - north - natural temp grad 1 | 282 |  | 1.3 |  | beech | 46.52 | 2014-04-16 14:00 | 2015-04-23 12:00 | BC3 | CR1BC3_BC3_YYYY_MM_DD_hhmm.level1.csv | SF106_43_NNT1 | SF106_43_N_NT1 | mV | SF106_43_N_NT1 [mV] | [9 empty] | tree_106 | [9 empty] | 652193.5774 | 5772994.768 |  |  |  | Flag_0: maintenance; Flag_1: man_flag; Flag_2: undef; Flag_3: limits
sap flow tree 106- 20mm- south | 283 |  | 1.3 |  | beech | 46.52 | 2014-04-16 14:00 | 2015-04-23 12:00 | BC3 | CR1BC3_BC3_YYYY_MM_DD_hhmm.level1.csv | SF106_20_S | SF106_20_S | mV | SF106_20_S [mV] |  | PlantsSapflow1_3mAvg10Min_106_20_s | 66dd8384ba380 | Biosphere |  | Saftfluss | Average |  | _106_20_S | tree_106 |  |  | 0.1 | 0.75 | [5 empty] | 652193.5774 | 5772994.768 |  |  |  | Flag_0: maintenance; Flag_1: man_flag; Flag_2: undef; Flag_3: limits; Flag_4: mvdiff_max=0.05
sap flow tree 106- 43mm- north | 284 |  | 1.3 |  | beech | 46.52 | 2014-04-16 14:00 | 2015-04-23 12:00 | BC3 | CR1BC3_BC3_YYYY_MM_DD_hhmm.level1.csv | SF106_43_N | SF106_43_N | mV | SF106_43_N [mV] |  | PlantsSapflow1_3mAvg10Min_106_43_n | 66dd8384ba380 | Biosphere |  | Saftfluss | Average |  | _106_43_N | tree_106 |  |  | 0.1 | 0.75 | [5 empty] | 652193.5774 | 5772994.768 |  |  |  | Flag_0: maintenance; Flag_1: man_flag; Flag_2: undef; Flag_3: limits; Flag_4: mvdiff_max=0.05
sap flow tree 106- 43mm- north- natural temp grad 2 | 285 |  | 1.3 |  | beech | 46.52 | 2014-04-16 14:00 | 2015-04-23 12:00 | BC3 | CR1BC3_BC3_YYYY_MM_DD_hhmm.level1.csv | SF106_43_NNT2 | SF106_43_N_NT2 | mV | SF106_43_N_NT2 [mV] | [9 empty] | tree_106 | [9 empty] | 652193.5774 | 5772994.768 |  |  |  | Flag_0: maintenance; Flag_1: man_flag; Flag_2: undef; Flag_3: limits
sap flow tree 108 - 20mm - east-north-east - commertial | 286 |  | 1.3 |  | beech | 89.22 | 2015-04-23 12:20 | 2015-11-05 12:00 | BC3 | CR1BC3_BC3_YYYY_MM_DD_hhmm.level1.csv | SF108_43_ENE | SF108_20_ENE | mV | SF108_20_ENE [mV] |  | PlantsSapflow1_3mAvg10Min_108_20_ene | 66dd8384ba380 | Biosphere |  | Saftfluss | Average |  | _108_20_ENE | tree_108 |  |  | 0.1 | 0.75 |  |  | SF108_20_ENE_NT1 SF108_20_ENE_NT2 |  | commertial sensor in 20mm depth | 652203.252 | 5772990.173 |  |  |  | Flag_0: maintenance; Flag_1: man_flag; Flag_2: undef; Flag_3: limits; Flag_4: mvdiff_max=0.05
sap flow tree 108 - 20mm - east-north-east - commertial - natural temp grad 1 | 287 |  | 1.3 |  | beech | 89.22 | 2015-04-23 12:20 | 2015-11-05 12:00 | BC3 | CR1BC3_BC3_YYYY_MM_DD_hhmm.level1.csv | SF108_43_ENENT1 | SF108_20_ENE_NT1 | mV | SF108_20_ENE_NT1 [mV] | [9 empty] | tree_108 | [8 empty] | commertial sensor in 20mm depth | 652203.252 | 5772990.173 |  |  |  | Flag_0: maintenance; Flag_1: man_flag; Flag_2: undef; Flag_3: limits
sap flow tree 108 - 20mm - east-north-east - commertial - natural temp grad 2 | 288 |  | 1.3 |  | beech | 89.22 | 2015-04-23 12:20 | 2015-11-05 12:00 | BC3 | CR1BC3_BC3_YYYY_MM_DD_hhmm.level1.csv | SF108_43_ENENT2 | SF108_20_ENE_NT2 | mV | SF108_20_ENE_NT2 [mV] | [9 empty] | tree_108 | [8 empty] | commertial sensor in 20mm depth | 652203.252 | 5772990.173 |  |  |  | Flag_0: maintenance; Flag_1: man_flag; Flag_2: undef; Flag_3: limits
sap flow tree 108 - 20mm - North-1st installation | 289 |  | 1.3 |  | beech | 89.53 | 2016-04-12 11:20 | 2017-04-12 13:40 | BC3 | CR1BC3_BC3_YYYY_MM_DD_hhmm.level1.csv | SF108_43_N_1 | SF108_20_N_1 | mV | SF108_20_N_1 [mV] |  | PlantsSapflow1_3mAvg10Min_108_20_n_1 | 66dd8384ba380 | Biosphere |  | Saftfluss | Average |  | _108_20_N_1 | tree_108 |  |  | 0.1 | 1.25 |  |  | SF108_20_N_NT1_1 SF108_20_N_NT2_1 |  | sensors are 43mm long but installed in 20mm | 652203.252 | 5772990.173 |  |  |  | Flag_0: maintenance; Flag_1: man_flag; Flag_2: undef; Flag_3: limits; Flag_4: mvdiff_max=0.05
sap flow tree 108 - 20mm - North-2nd installation | 290 |  | 1.3 |  | beech | 89.53 | 2016-04-12 11:20 | 2017-04-12 13:40 | BC3 | CR1BC3_BC3_YYYY_MM_DD_hhmm.level1.csv | SF108_43_N_2 | SF108_20_N_2 | mV | SF108_20_N_2 [mV] |  | PlantsSapflow1_3mAvg10Min_108_20_n_2 | 66dd8384ba380 | Biosphere |  | Saftfluss | Average |  | _108_20_N_2 | tree_108 |  |  | 0.1 | 1.25 |  |  | SF108_20_N_NT1_2 SF108_20_N_NT2_2 |  | sensors are 43mm long but installed in 20mm | 652203.252 | 5772990.173 |  |  |  | Flag_0: maintenance; Flag_1: man_flag; Flag_2: undef; Flag_3: limits; Flag_4: mvdiff_max=0.05
sap flow tree 108 - 20mm - North-3rd installation | 291 |  | 1.3 |  | beech | 89.53 | 2016-06-15 12:50 | 2017-04-12 13:40 | BC3 | CR1BC3_BC3_YYYY_MM_DD_hhmm.level1.csv | SF108_20_N_3 | SF108_20_N_3 | mV | SF108_20_N_3 [mV] |  | PlantsSapflow1_3mAvg10Min_108_20_n_3 | 66dd8384ba380 | Biosphere |  | Saftfluss | Average |  | _108_20_N_3 | tree_108 |  |  | 0.1 | 0.8 |  |  |  |  | hand-made sensor 20mm long | 652203.252 | 5772990.173 |  |  |  | Flag_0: maintenance; Flag_1: man_flag; Flag_2: undef; Flag_3: limits; Flag_4: mvdiff_max=0.05
sap flow tree 108 - 20mm - North-natural temp grad 1-1st installation | 292 |  | 1.3 |  | beech | 89.53 | 2016-04-12 11:20 | 2017-04-12 13:40 | BC3 | CR1BC3_BC3_YYYY_MM_DD_hhmm.level1.csv | SF108_43_NNT1_1 | SF108_20_N_1_NT1 | mV | SF108_20_N_1_NT1 [mV] |  |  | 66dd8384ba380 | [6 empty] | tree_108 |  |  | -0.05 | 0.05 |  |  |  |  | sensors are 43mm long but installed in 20mm | 652203.252 | 5772990.173 |  |  |  | Flag_0: maintenance; Flag_1: man_flag; Flag_2: undef; Flag_3: limits
sap flow tree 108 - 20mm - North-natural temp grad 1-2nd installation | 293 |  | 1.3 |  | beech | 89.53 | 2016-04-12 11:20 | 2017-04-12 13:40 | BC3 | CR1BC3_BC3_YYYY_MM_DD_hhmm.level1.csv | SF108_43_NNT1_2 | SF108_20_N_2_NT1 | mV | SF108_20_N_2_NT1 [mV] |  |  | 66dd8384ba380 | [6 empty] | tree_108 |  |  | -0.05 | 0.05 |  |  |  |  | sensors are 43mm long but installed in 20mm | 652203.252 | 5772990.173 |  |  |  | Flag_0: maintenance; Flag_1: man_flag; Flag_2: undef; Flag_3: limits
sap flow tree 108 - 20mm - North-natural temp grad 2-1st installation | 294 |  | 1.3 |  | beech | 89.53 | 2016-04-12 11:20 | 2017-04-12 13:40 | BC3 | CR1BC3_BC3_YYYY_MM_DD_hhmm.level1.csv | SF108_43_NNT2_1 | SF108_20_N_1_NT2 | mV | SF108_20_N_1_NT2 [mV] |  |  | 66dd8384ba380 | [6 empty] | tree_108 |  |  | -0.06 | 0.06 |  |  |  |  | sensors are 43mm long but installed in 20mm | 652203.252 | 5772990.173 |  |  |  | Flag_0: maintenance; Flag_1: man_flag; Flag_2: undef; Flag_3: limits
sap flow tree 108 - 20mm - North-natural temp grad 2-2nd installation | 295 |  | 1.3 |  | beech | 89.53 | 2016-04-12 11:20 | 2017-04-12 13:40 | BC3 | CR1BC3_BC3_YYYY_MM_DD_hhmm.level1.csv | SF108_43_NNT2_2 | SF108_20_N_2_NT2 | mV | SF108_20_N_2_NT2 [mV] |  |  | 66dd8384ba380 | [6 empty] | tree_108 |  |  | -0.06 | 0.06 |  |  |  |  | sensors are 43mm long but installed in 20mm | 652203.252 | 5772990.173 |  |  |  | Flag_0: maintenance; Flag_1: man_flag; Flag_2: undef; Flag_3: limits
sap flow tree 108- 20mm- east | 296 |  | 1.3 |  | beech | 89.1 | 2014-04-16 14:00 | 2015-04-23 12:00 | BC3 | CR1BC3_BC3_YYYY_MM_DD_hhmm.level1.csv | SF108_20_E | SF108_20_E | mV | SF108_20_E [mV] |  | PlantsSapflow1_3mAvg10Min_108_20_e | 66dd8384ba380 | Biosphere |  | Saftfluss | Average |  | _108_20_E | tree_108 |  |  | 0.1 | 0.75 | [5 empty] | 652203.252 | 5772990.173 |  |  |  | Flag_0: maintenance; Flag_1: man_flag; Flag_2: undef; Flag_3: limits; Flag_4: mvdiff_max=0.05
sap flow tree 108- 43mm- west | 297 |  | 1.3 |  | beech | 89.1 | 2014-04-16 14:00 | 2015-04-23 12:00 | BC3 | CR1BC3_BC3_YYYY_MM_DD_hhmm.level1.csv | SF108_43_W | SF108_43_W | mV | SF108_43_W [mV] |  | PlantsSapflow1_3mAvg10Min_108_43_w | 66dd8384ba380 | Biosphere |  | Saftfluss | Average |  | _108_43_W | tree_108 |  |  | 0.1 | 0.75 | [5 empty] | 652203.252 | 5772990.173 |  |  |  | Flag_0: maintenance; Flag_1: man_flag; Flag_2: undef; Flag_3: limits; Flag_4: mvdiff_max=0.05
sap flow tree 108- 43mm- west- natural temp grad 1 | 298 |  | 1.3 |  | beech | 89.1 | 2014-04-16 14:00 | 2015-04-23 12:00 | BC3 | CR1BC3_BC3_YYYY_MM_DD_hhmm.level1.csv | SF108_43_WNT1 | SF108_43_W_NT1 | mV | SF108_43_W_NT1 [mV] | [9 empty] | tree_108 | [9 empty] | 652203.252 | 5772990.173 |  |  |  | Flag_0: maintenance; Flag_1: man_flag; Flag_2: undef; Flag_3: limits
sap flow tree 108- 43mm- west- natural temp grad 2 | 299 |  | 1.3 |  | beech | 89.1 | 2014-04-16 14:00 | 2015-04-23 12:00 | BC3 | CR1BC3_BC3_YYYY_MM_DD_hhmm.level1.csv | SF108_43_WNT2 | SF108_43_W_NT2 | mV | SF108_43_W_NT2 [mV] | [9 empty] | tree_108 | [9 empty] | 652203.252 | 5772990.173 |  |  |  | Flag_0: maintenance; Flag_1: man_flag; Flag_2: undef; Flag_3: limits
sap flow tree 114 - 20mm - north - commertial | 300 |  | 1.3 |  | hornbeam | 20.06 | 2015-04-23 12:20 | 2015-11-05 12:00 | BC3 | CR1BC3_BC3_YYYY_MM_DD_hhmm.level1.csv | SF114_43_N | SF114_20_N | mV | SF114_20_N [mV] |  | PlantsSapflow1_3mAvg10Min_114_20_n | 66dd8384ba380 | Biosphere |  | Saftfluss | Average |  | _114_20_N | tree_114 |  |  | 0.1 | 0.75 |  |  |  |  | commertial sensor in 20mm depth | 652205.4886 | 5772975.067 |  |  |  | Flag_0: maintenance; Flag_1: man_flag; Flag_2: undef; Flag_3: limits; Flag_4: mvdiff_max=0.05
sap flow tree 114 - 20mm - north - commertial - natural temp grad 1 | 301 |  | 1.3 |  | hornbeam | 20.06 | 2015-04-23 12:20 | 2015-11-05 12:00 | BC3 | CR1BC3_BC3_YYYY_MM_DD_hhmm.level1.csv | SF114_43_NNT1 | SF114_20_N_NT1 | mV | SF114_20_N_NT1 [mV] | [9 empty] | tree_114 | [8 empty] | commertial sensor in 20mm depth | 652205.4886 | 5772975.067 |  |  |  | Flag_0: maintenance; Flag_1: man_flag; Flag_2: undef; Flag_3: limits
sap flow tree 114 - 20mm - north - commertial - natural temp grad 2 | 302 |  | 1.3 |  | hornbeam | 20.06 | 2015-04-23 12:20 | 2015-11-05 12:00 | BC3 | CR1BC3_BC3_YYYY_MM_DD_hhmm.level1.csv | SF114_43_NNT2 | SF114_20_N_NT2 | mV | SF114_20_N_NT2 [mV] | [9 empty] | tree_114 | [8 empty] | commertial sensor in 20mm depth | 652205.4886 | 5772975.067 |  |  |  | Flag_0: maintenance; Flag_1: man_flag; Flag_2: undef; Flag_3: limits
sap flow tree 114 - 20mm - north-west-1st installation | 303 |  | 1.3 |  | hornbeam | 20.07 | 2016-04-12 11:20 | 2017-04-12 13:40 | BC3 | CR1BC3_BC3_YYYY_MM_DD_hhmm.level1.csv | SF114_43_NW_1 | SF114_20_NW_1 | mV | SF114_20_NW_1 [mV] |  | PlantsSapflow1_3mAvg10Min_114_20_nw_1 | 66dd8384ba380 | Biosphere |  | Saftfluss | Average |  | _114_20_NW_1 | tree_114 |  |  | 0.1 | 0.76 |  |  |  |  | sensors are 43mm long but installed in 20mm | 652205.4886 | 5772975.067 |  |  |  | Flag_0: maintenance; Flag_1: man_flag; Flag_2: undef; Flag_3: limits; Flag_4: mvdiff_max=0.05
sap flow tree 114 - 20mm - north-west-2nd installation | 304 |  | 1.3 |  | hornbeam | 20.07 | 2016-04-12 11:20 | 2017-04-12 13:40 | BC3 | CR1BC3_BC3_YYYY_MM_DD_hhmm.level1.csv | SF114_43_NW_2 | SF114_20_NW_2 | mV | SF114_20_NW_2 [mV] | [8 empty] | _114_20_NW_2 | tree_114 |  |  | 0.1 | 0.75 |  |  |  |  | never installed | 652205.4886 | 5772975.067 |  |  |  | Flag_0: maintenance; Flag_1: man_flag; Flag_2: undef; Flag_3: limits; Flag_4: mvdiff_max=0.05
sap flow tree 114 - 20mm - north-west-natural temp grad 1-1st installation | 305 |  | 1.3 |  | hornbeam | 20.07 | 2016-04-12 11:20 | 2017-04-12 13:40 | BC3 | CR1BC3_BC3_YYYY_MM_DD_hhmm.level1.csv | SF114_43_NWNT1_1 | SF114_20_NW_1_NT1 | mV | SF114_20_NW_1_NT1 [mV] | [9 empty] | tree_114 |  |  | -0.06 | 0.06 |  |  |  |  | sensors are 43mm long but installed in 20mm | 652205.4886 | 5772975.067 |  |  |  | Flag_0: maintenance; Flag_1: man_flag; Flag_2: undef; Flag_3: limits
sap flow tree 114 - 20mm - north-west-natural temp grad 1-2nd installation | 306 |  | 1.3 |  | hornbeam | 20.07 | 2016-04-12 11:20 | 2017-04-12 13:40 | BC3 | CR1BC3_BC3_YYYY_MM_DD_hhmm.level1.csv | SF114_43_NWNT1_2 | SF114_20_NW_2_NT1 | mV | SF114_20_NW_2_NT1 [mV] | [9 empty] | tree_114 |  |  | -0.05 | 0.05 |  |  |  |  | sensors are 43mm long but installed in 20mm | 652205.4886 | 5772975.067 |  |  |  | Flag_0: maintenance; Flag_1: man_flag; Flag_2: undef; Flag_3: limits
sap flow tree 114 - 20mm - north-west-natural temp grad 2-1st installation | 307 |  | 1.3 |  | hornbeam | 20.07 | 2016-04-12 11:20 | 2017-04-12 13:40 | BC3 | CR1BC3_BC3_YYYY_MM_DD_hhmm.level1.csv | SF114_43_NWNT2_1 | SF114_20_NW_1_NT2 | mV | SF114_20_NW_1_NT2 [mV] | [9 empty] | tree_114 |  |  | -0.06 | 0.06 |  |  |  |  | sensors are 43mm long but installed in 20mm | 652205.4886 | 5772975.067 |  |  |  | Flag_0: maintenance; Flag_1: man_flag; Flag_2: undef; Flag_3: limits
sap flow tree 114 - 20mm - north-west-natural temp grad 2-2nd installation | 308 |  | 1.3 |  | hornbeam | 20.07 | 2016-04-12 11:20 | 2017-04-12 13:40 | BC3 | CR1BC3_BC3_YYYY_MM_DD_hhmm.level1.csv | SF114_43_NWNT2_2 | SF114_20_NW_2_NT2 | mV | SF114_20_NW_2_NT2 [mV] | [9 empty] | tree_114 |  |  | -0.05 | 0.05 |  |  |  |  | sensors are 43mm long but installed in 20mm | 652205.4886 | 5772975.067 |  |  |  | Flag_0: maintenance; Flag_1: man_flag; Flag_2: undef; Flag_3: limits
sap flow tree 114- 20mm- north-east | 309 |  | 1.3 |  | hornbeam |  | 2013-07-01 16:00 | 2014-04-16 13:40 | BC3 | CR1BC3_BC3_YYYY_MM_DD_hhmm.level1.csv | SF114_20_WE_Avg | SF114_20_NE | mV | SF114_20_NE [mV] |  | PlantsSapflow1_3mAvg10Min_114_20_ne | 66dd8384ba380 | Biosphere |  | Saftfluss | Average |  | _114_20_NE | tree_114 |  |  | 0.1 | 0.75 | [5 empty] | 652205.4886 | 5772975.067 |  |  |  | Flag_0: maintenance; Flag_1: man_flag; Flag_2: undef; Flag_3: limits; Flag_4: mvdiff_max=0.05
sap flow tree 114- 20mm- west | 310 |  | 1.3 |  | hornbeam |  | 2013-07-01 16:00 | 2014-04-16 13:40 | BC3 | CR1BC3_BC3_YYYY_MM_DD_hhmm.level1.csv | SF114_20_W_Avg | SF114_20_W | mV | SF114_20_W [mV] |  | PlantsSapflow1_3mAvg10Min_114_20_w | 66dd8384ba380 | Biosphere |  | Saftfluss | Average |  | _114_20_W | tree_114 |  |  | 0.1 | 0.75 | [5 empty] | 652205.4886 | 5772975.067 |  |  |  | Flag_0: maintenance; Flag_1: man_flag; Flag_2: undef; Flag_3: limits; Flag_4: mvdiff_max=0.05
sap flow tree 114- 43mm- south-east | 311 |  | 1.3 |  | hornbeam |  | 2013-07-01 16:00 | 2014-04-16 13:40 | BC3 | CR1BC3_BC3_YYYY_MM_DD_hhmm.level1.csv | SF114_43_SE_Avg | SF114_43_SE | mV | SF114_43_SE [mV] |  | PlantsSapflow1_3mAvg10Min_114_43_se | 66dd8384ba380 | Biosphere |  | Saftfluss | Average |  | _114_43_SE | tree_114 |  |  | 0.1 | 0.75 | [5 empty] | 652205.4886 | 5772975.067 |  |  |  | Flag_0: maintenance; Flag_1: man_flag; Flag_2: undef; Flag_3: limits; Flag_4: mvdiff_max=0.05
sap flow tree 114- 43mm- south-east- natural temp grad 1 | 312 |  | 1.3 |  | hornbeam |  | 2013-07-01 16:00 | 2014-04-16 13:40 | BC3 | CR1BC3_BC3_YYYY_MM_DD_hhmm.level1.csv | SF114_43_SE_SENT1_Avg | SF114_43_SE_NT1 | mV | SF114_43_SE_NT1 [mV] | [9 empty] | tree_114 | [9 empty] | 652205.4886 | 5772975.067 |  |  |  | Flag_0: maintenance; Flag_1: man_flag; Flag_2: undef; Flag_3: limits
sap flow tree 114- 43mm- south-east- natural temp grad 2 | 313 |  | 1.3 |  | hornbeam |  | 2013-07-01 16:00 | 2014-04-16 13:40 | BC3 | CR1BC3_BC3_YYYY_MM_DD_hhmm.level1.csv | SF114_43_SE_SENT2_Avg | SF114_43_SE_NT2 | mV | SF114_43_SE_NT2 [mV] | [9 empty] | tree_114 | [9 empty] | 652205.4886 | 5772975.067 |  |  |  | Flag_0: maintenance; Flag_1: man_flag; Flag_2: undef; Flag_3: limits
sap flow tree 143 - 20mm - north - commertial | 314 |  | 1.3 |  | beech | 61.5 | 2015-04-23 12:20 | 2015-11-05 12:00 | BC3 | CR1BC3_BC3_YYYY_MM_DD_hhmm.level1.csv | SF143_43_N | SF143_20_N | mV | SF143_20_N [mV] |  | PlantsSapflow1_3mAvg10Min_143_20_n | 66dd8384ba380 | Biosphere |  | Saftfluss | Average |  | _143_20_N | tree_143 |  |  | 0.1 | 0.75 |  |  |  |  | commertial sensor in 20mm depth | 652188.1592 | 5772974.527 |  |  |  | Flag_0: maintenance; Flag_1: man_flag; Flag_2: undef; Flag_3: limits; Flag_4: mvdiff_max=0.05
sap flow tree 143 - 20mm - north - commertial - natural temp grad 1 | 315 |  | 1.3 |  | beech | 61.5 | 2015-04-23 12:20 | 2015-11-05 12:00 | BC3 | CR1BC3_BC3_YYYY_MM_DD_hhmm.level1.csv | SF143_43_NNT1 | SF143_20_N_NT1 | mV | SF143_20_N_NT1 [mV] | [9 empty] | tree_143 | [8 empty] | commertial sensor in 20mm depth | 652188.1592 | 5772974.527 |  |  |  | Flag_0: maintenance; Flag_1: man_flag; Flag_2: undef; Flag_3: limits
sap flow tree 143 - 20mm - north - commertial - natural temp grad 2 | 316 |  | 1.3 |  | beech | 61.5 | 2015-04-23 12:20 | 2015-11-05 12:00 | BC3 | CR1BC3_BC3_YYYY_MM_DD_hhmm.level1.csv | SF143_43_NNT2 | SF143_20_N_NT2 | mV | SF143_20_N_NT2 [mV] | [9 empty] | tree_143 | [8 empty] | commertial sensor in 20mm depth | 652188.1592 | 5772974.527 |  |  |  | Flag_0: maintenance; Flag_1: man_flag; Flag_2: undef; Flag_3: limits
sap flow tree 143- 20mm- west | 317 |  | 1.3 |  | beech | 60.87 | 2014-04-16 14:00 | 2015-04-23 12:00 | BC3 | CR1BC3_BC3_YYYY_MM_DD_hhmm.level1.csv | SF143_20_W | SF143_20_W | mV | SF143_20_W [mV] |  | PlantsSapflow1_3mAvg10Min_143_20_w | 66dd8384ba380 | Biosphere |  | Saftfluss | Average |  | _143_20_W | tree_143 |  |  | 0.1 | 0.75 | [5 empty] | 652188.1592 | 5772974.527 |  |  |  | Flag_0: maintenance; Flag_1: man_flag; Flag_2: undef; Flag_3: limits; Flag_4: mvdiff_max=0.05
sap flow tree 143- 43mm- east | 318 |  | 1.3 |  | beech | 60.87 | 2014-04-16 14:00 | 2015-04-23 12:00 | BC3 | CR1BC3_BC3_YYYY_MM_DD_hhmm.level1.csv | SF143_43_E | SF143_43_E | mV | SF143_43_E [mV] |  | PlantsSapflow1_3mAvg10Min_143_43_e | 66dd8384ba380 | Biosphere |  | Saftfluss | Average |  | _143_43_E | tree_143 |  |  | 0.1 | 0.75 | [5 empty] | 652188.1592 | 5772974.527 |  |  |  | Flag_0: maintenance; Flag_1: man_flag; Flag_2: undef; Flag_3: limits; Flag_4: mvdiff_max=0.05
sap flow tree 143- 43mm- east- natural temp grad 1 | 319 |  | 1.3 |  | beech | 60.87 | 2014-04-16 14:00 | 2015-04-23 12:00 | BC3 | CR1BC3_BC3_YYYY_MM_DD_hhmm.level1.csv | SF143_43_ENT1 | SF143_43_E_NT1 | mV | SF143_43_E_NT1 [mV] | [9 empty] | tree_143 | [9 empty] | 652188.1592 | 5772974.527 |  |  |  | Flag_0: maintenance; Flag_1: man_flag; Flag_2: undef; Flag_3: limits
sap flow tree 143- 43mm- east- natural temp grad 2 | 320 |  | 1.3 |  | beech | 60.87 | 2014-04-16 14:00 | 2015-04-23 12:00 | BC3 | CR1BC3_BC3_YYYY_MM_DD_hhmm.level1.csv | SF143_43_ENT2 | SF143_43_E_NT2 | mV | SF143_43_E_NT2 [mV] | [9 empty] | tree_143 | [9 empty] | 652188.1592 | 5772974.527 |  |  |  | Flag_0: maintenance; Flag_1: man_flag; Flag_2: undef; Flag_3: limits
sap flow tree 151- 10mm- north-west | 321 |  | 1.3 |  |  |  | 2013-07-01 16:00 | 2013-11-28 | BC3 | CR1BC3_BC3_YYYY_MM_DD_hhmm.level1.csv | SF151_10_NW_Avg | SF151_10_NW | mV | SF151_10_NW [mV] |  | PlantsSapflow1_3mAvg10Min_151_10_nw | 66dd8384ba380 | Biosphere |  | Saftfluss | Average |  | _151_10_NW | tree_151 |  |  | 0.1 | 0.75 | [5 empty] | 652175.4884 | 5772974.008 |  |  |  | Flag_0: maintenance; Flag_1: man_flag; Flag_2: undef; Flag_3: limits; Flag_4: mvdiff_max=0.05
sap flow tree 151- 10mm- south-east | 322 |  | 1.3 |  |  |  | 2013-07-01 16:00 | 2013-11-28 | BC3 | CR1BC3_BC3_YYYY_MM_DD_hhmm.level1.csv | SF151_10_SE_Avg | SF151_10_SE | mV | SF151_10_SE [mV] |  | PlantsSapflow1_3mAvg10Min_151_10_se | 66dd8384ba380 | Biosphere |  | Saftfluss | Average |  | _151_10_SE | tree_151 |  |  | 0.1 | 0.75 | [5 empty] | 652175.4884 | 5772974.008 |  |  |  | Flag_0: maintenance; Flag_1: man_flag; Flag_2: undef; Flag_3: limits; Flag_4: mvdiff_max=0.05
sap flow tree 151- 20mm- south-west | 323 |  | 1.3 |  |  |  | 2013-07-01 16:00 | 2013-11-28 | BC3 | CR1BC3_BC3_YYYY_MM_DD_hhmm.level1.csv | SF151_20_SW_Avg | SF151_20_SW | mV | SF151_20_SW [mV] |  | PlantsSapflow1_3mAvg10Min_151_20_sw | 66dd8384ba380 | Biosphere |  | Saftfluss | Average |  | _151_20_SW | tree_151 |  |  | 0.1 | 0.75 | [5 empty] | 652175.4884 | 5772974.008 |  |  |  | Flag_0: maintenance; Flag_1: man_flag; Flag_2: undef; Flag_3: limits; Flag_4: mvdiff_max=0.05
sap flow tree 151- 30mm- south | 324 |  | 1.3 |  |  |  | 2013-07-01 16:00 | 2013-11-28 | BC3 | CR1BC3_BC3_YYYY_MM_DD_hhmm.level1.csv | SF151_30_S_Avg | SF151_30_S | mV | SF151_30_S [mV] |  | PlantsSapflow1_3mAvg10Min_151_30_s | 66dd8384ba380 | Biosphere |  | Saftfluss | Average |  | _151_30_S | tree_151 |  |  | 0.1 | 0.75 | [5 empty] | 652175.4884 | 5772974.008 |  |  |  | Flag_0: maintenance; Flag_1: man_flag; Flag_2: undef; Flag_3: limits; Flag_4: mvdiff_max=0.05
sap flow tree 151- 40mm- north-east | 325 |  | 1.3 |  |  |  | 2013-07-11 | 2013-11-28 | BC3 | CR1BC3_BC3_YYYY_MM_DD_hhmm.level1.csv | SF151_40_NE_Avg | SF151_40_NE | mV | SF151_40_NE [mV] |  | PlantsSapflow1_3mAvg10Min_151_40_ne | 66dd8384ba380 | Biosphere |  | Saftfluss | Average |  | _151_40_NE | tree_151 |  |  | 0.1 | 0.75 | [5 empty] | 652175.4884 | 5772974.008 |  |  |  | Flag_0: maintenance; Flag_1: man_flag; Flag_2: undef; Flag_3: limits; Flag_4: mvdiff_max=0.05
sap flow tree 158 - 20mm - east-north-east - commertial | 326 |  | 1.3 |  | beech | 23.2 | 2015-04-23 12:20 | 2015-11-05 12:00 | BC3 | CR1BC3_BC3_YYYY_MM_DD_hhmm.level1.csv | SF158_43_ENE | SF158_20_ENE | mV | SF158_20_ENE [mV] |  | PlantsSapflow1_3mAvg10Min_158_20_ene | 66dd8384ba380 | Biosphere |  | Saftfluss | Average |  | _158_20_ENE | tree_158 |  |  | 0.1 | 0.75 |  |  |  |  | commertial sensor in 20mm depth | 652178.6211 | 5772966.66 |  |  |  | Flag_0: maintenance; Flag_1: man_flag; Flag_2: undef; Flag_3: limits; Flag_4: mvdiff_max=0.05
sap flow tree 158 - 20mm - east-north-east - commertial - natural temp grad 1 | 327 |  | 1.3 |  | beech | 23.2 | 2015-04-23 12:20 | 2015-11-05 12:00 | BC3 | CR1BC3_BC3_YYYY_MM_DD_hhmm.level1.csv | SF158_43_ENENT1 | SF158_20_ENE_NT1 | mV | SF158_20_ENE_NT1 [mV] | [9 empty] | tree_158 | [8 empty] | commertial sensor in 20mm depth | 652178.6211 | 5772966.66 |  |  |  | Flag_0: maintenance; Flag_1: man_flag; Flag_2: undef; Flag_3: limits
sap flow tree 158 - 20mm - east-north-east - commertial - natural temp grad 2 | 328 |  | 1.3 |  | beech | 23.2 | 2015-04-23 12:20 | 2015-11-05 12:00 | BC3 | CR1BC3_BC3_YYYY_MM_DD_hhmm.level1.csv | SF158_43_ENENT2 | SF158_20_ENE_NT2 | mV | SF158_20_ENE_NT2 [mV] | [9 empty] | tree_158 | [8 empty] | commertial sensor in 20mm depth | 652178.6211 | 5772966.66 |  |  |  | Flag_0: maintenance; Flag_1: man_flag; Flag_2: undef; Flag_3: limits
sap flow tree 158- 20mm- north | 329 |  | 1.3 |  | beech | 22.87 | 2014-04-16 14:00 | 2015-04-23 12:00 | BC3 | CR1BC3_BC3_YYYY_MM_DD_hhmm.level1.csv | SF158_20_N | SF158_20_N | mV | SF158_20_N [mV] |  | PlantsSapflow1_3mAvg10Min_158_20_n | 66dd8384ba380 | Biosphere |  | Saftfluss | Average |  | _158_20_N | tree_158 |  |  | 0.1 | 0.75 | [5 empty] | 652178.6211 | 5772966.66 |  |  |  | Flag_0: maintenance; Flag_1: man_flag; Flag_2: undef; Flag_3: limits; Flag_4: mvdiff_max=0.05
sap flow tree 158- 43mm- south | 330 |  | 1.3 |  | beech | 22.87 | 2014-04-16 14:00 | 2015-04-23 12:00 | BC3 | CR1BC3_BC3_YYYY_MM_DD_hhmm.level1.csv | SF158_43_S | SF158_43_S | mV | SF158_43_S [mV] |  | PlantsSapflow1_3mAvg10Min_158_43_s | 66dd8384ba380 | Biosphere |  | Saftfluss | Average |  | _158_43_S | tree_158 |  |  | 0.1 | 0.75 | [5 empty] | 652178.6211 | 5772966.66 |  |  |  | Flag_0: maintenance; Flag_1: man_flag; Flag_2: undef; Flag_3: limits; Flag_4: mvdiff_max=0.05
sap flow tree 158- 43mm- south- natural temp grad 1 | 331 |  | 1.3 |  | beech | 22.87 | 2014-04-16 14:00 | 2015-04-23 12:00 | BC3 | CR1BC3_BC3_YYYY_MM_DD_hhmm.level1.csv | SF158_43_SNT1 | SF158_43_S_NT1 | mV | SF158_43_S_NT1 [mV] | [9 empty] | tree_158 | [9 empty] | 652178.6211 | 5772966.66 |  |  |  | Flag_0: maintenance; Flag_1: man_flag; Flag_2: undef
sap flow tree 158- 43mm- south- natural temp grad 2 | 332 |  | 1.3 |  | beech | 22.87 | 2014-04-16 14:00 | 2015-04-23 12:00 | BC3 | CR1BC3_BC3_YYYY_MM_DD_hhmm.level1.csv | SF158_43_SNT2 | SF158_43_S_NT2 | mV | SF158_43_S_NT2 [mV] | [9 empty] | tree_158 | [9 empty] | 652178.6211 | 5772966.66 |  |  |  | Flag_0: maintenance; Flag_1: man_flag; Flag_2: undef
sap flow tree 185 - 10mm - ENE | 333 |  | 1.3 |  | oak | 33.1 | 2015-04-23 10:00 | 2015-11-05 14:10 | T5 | CR1T5_T5_YYYY_MM_DD_hhmm.level1.csv | SF185_10_ENE [mV] | SF185_10_ENE | mV | SF185_10_ENE [mV] |  | PlantsSapflow1_3mAvg10Min_185_10_ene | e3e82563bb50b | Biosphere |  | Saftfluss | Average |  | _185_10_ENE | tree_185 |  |  | 0.1 | 0.75 | [5 empty] | 652237.8291 | 5772970.396 |  |  |  | Flag_0: maintenance; Flag_1: man_flag; Flag_2: undef; Flag_3: limits; Flag_4: mvdiff_max=0.05
sap flow tree 185 - 10mm - W | 334 |  | 1.3 |  | oak | 33.1 | 2015-04-23 10:00 | 2015-11-05 14:10 | T5 | CR1T5_T5_YYYY_MM_DD_hhmm.level1.csv | SF185_10_W [mV] | SF185_10_W | mV | SF185_10_W [mV] | [5 empty] | Saftfluss | Average |  |  | tree_185 |  |  | 0.1 | 0.75 | [5 empty] | 652237.8291 | 5772970.396 |  |  |  | Flag_0: maintenance; Flag_1: man_flag; Flag_2: undef; Flag_3: limits; Flag_4: mvdiff_max=0.05
sap flow tree 185- 10mm- north | 335 |  | 1.3 |  | oak | 32.74 | 2014-04-04 08:00 | 2014-10-27 11:10 | T5 | CR1T5_T5_YYYY_MM_DD_hhmm.level1.csv | SF185_10_N | SF185_10_N | mV | SF185_10_N [mV] | [5 empty] | Saftfluss | Average |  |  | tree_185 |  |  | 0.1 | 0.75 | [5 empty] | 652237.8291 | 5772970.396 |  |  |  | Flag_0: maintenance; Flag_1: man_flag; Flag_2: undef; Flag_3: limits; Flag_4: mvdiff_max=0.05
sap flow tree 185- 30mm- south | 336 |  | 1.3 |  | oak | 32.74 | 2014-04-04 08:00 | 2014-10-27 11:10 | T5 | CR1T5_T5_YYYY_MM_DD_hhmm.level1.csv | SF185_30_S | SF185_30_S | mV | SF185_30_S [mV] | [5 empty] | Saftfluss | Average |  |  | tree_185 |  |  | 0.1 | 0.75 | [5 empty] | 652237.8291 | 5772970.396 |  |  |  | Flag_0: maintenance; Flag_1: man_flag; Flag_2: undef; Flag_3: limits; Flag_4: mvdiff_max=0.05
sap flow tree 188 - 20mm - ENE | 337 |  | 1.3 |  | oak | 41.67 | 2015-04-23 10:00 | 2015-11-05 14:10 | T5 | CR1T5_T5_YYYY_MM_DD_hhmm.level1.csv | SF188_20_ENE [mV] | SF188_20_ENE | mV | SF188_20_ENE [mV] | [5 empty] | Saftfluss | Average |  |  | tree_188 |  |  | 0.1 | 0.75 | [5 empty] | 652245.0562 | 5772964.414 |  |  |  | Flag_0: maintenance; Flag_1: man_flag; Flag_2: undef; Flag_3: limits; Flag_4: mvdiff_max=0.05
sap flow tree 188 - 20mm - N | 338 |  | 1.3 |  | oak | 41.67 | 2015-04-23 10:00 | 2015-11-05 14:10 | T5 | CR1T5_T5_YYYY_MM_DD_hhmm.level1.csv | SF188_20_N [mV] | SF188_20_N | mV | SF188_20_N [mV] | [5 empty] | Saftfluss | Average |  |  | tree_188 |  |  | 0.1 | 0.75 | [5 empty] | 652245.0562 | 5772964.414 |  |  |  | Flag_0: maintenance; Flag_1: man_flag; Flag_2: undef; Flag_3: limits; Flag_4: mvdiff_max=0.05
sap flow tree 188- 10mm- south-east | 339 |  | 1.3 |  | oak | 42.4 | 2014-04-04 08:00 | 2014-10-27 11:10 | T5 | CR1T5_T5_YYYY_MM_DD_hhmm.level1.csv | SF188_10_SE | SF188_10_SE | mV | SF188_10_SE [mV] | [5 empty] | Saftfluss | Average |  |  | tree_188 |  |  | 0.1 | 0.75 | [5 empty] | 652245.0562 | 5772964.414 |  |  |  | Flag_0: maintenance; Flag_1: man_flag; Flag_2: undef; Flag_3: limits; Flag_4: mvdiff_max=0.05
sap flow tree 188- 30mm- west | 340 |  | 1.3 |  | oak | 42.4 | 2014-04-04 08:00 | 2014-10-27 11:10 | T5 | CR1T5_T5_YYYY_MM_DD_hhmm.level1.csv | SF188_30_W | SF188_30_W | mV | SF188_30_W [mV] | [5 empty] | Saftfluss | Average |  |  | tree_188 |  |  | 0.1 | 0.75 | [5 empty] | 652245.0562 | 5772964.414 |  |  |  | Flag_0: maintenance; Flag_1: man_flag; Flag_2: undef; Flag_3: limits; Flag_4: mvdiff_max=0.05
sap flow tree 188- 20mm- north-1st installation |  |  | 1.3 |  | oak | 42.1 | 2017-04-12 14:20 | 2019-04-03 12:40 | T5 | CR1T5_T5_YYYY_MM_DD_hhmm.level1.csv | SF188_20_N_1 | SF188_20_N_1 | mV | SF188_20_N_1 [mV] |  | PlantsSapflow1_3mAvg10Min_188_20_n_1 | e3e82563bb50b | Biosphere |  | Saftfluss | Average |  | _188_20_N_1 | tree_188 |  |  | 0.1 | 0.75 | [5 empty] | 652245.0562 | 5772964.414 |  |  |  | Flag_0: maintenance; Flag_1: man_flag; Flag_2: undef; Flag_3: limits; Flag_4: mvdiff_max=0.05
sap flow tree 188- 20mm- north-2st installation |  |  | 1.3 |  | oak | 42.1 | 2017-04-12 14:20 | 2019-04-03 12:40 | T5 | CR1T5_T5_YYYY_MM_DD_hhmm.level1.csv | SF188_20_N_2 | SF188_20_N_2 | mV | SF188_20_N_2 [mV] |  | PlantsSapflow1_3mAvg10Min_188_20_n_2 | e3e82563bb50b | Biosphere |  | Saftfluss | Average |  | _188_20_N_2 | tree_188 |  |  | 0.1 | 0.75 | [5 empty] | 652245.0562 | 5772964.414 |  |  |  | Flag_0: maintenance; Flag_1: man_flag; Flag_2: undef; Flag_3: limits; Flag_4: mvdiff_max=0.05
sap flow tree 190 - 10mm - N | 341 |  | 1.3 |  | oak | 36.97 | 2015-04-23 10:00 | 2015-11-05 14:10 | T5 | CR1T5_T5_YYYY_MM_DD_hhmm.level1.csv | SF190_10_N [mV] | SF190_10_N | mV | SF190_10_N [mV] | [5 empty] | Saftfluss | Average |  |  | tree_190 |  |  | 0.1 | 0.75 | [5 empty] | 652247.5609 | 5772959.186 |  |  |  | Flag_0: maintenance; Flag_1: man_flag; Flag_2: undef; Flag_3: limits; Flag_4: mvdiff_max=0.05
sap flow tree 190- 10mm- west | 342 |  | 1.3 |  | oak | 36.7 | 2014-04-04 08:00 | 2014-10-27 11:10 | T5 | CR1T5_T5_YYYY_MM_DD_hhmm.level1.csv | SF190_10_E | SF190_10_W | mV | SF190_10_W [mV] | [5 empty] | Saftfluss | Average |  |  | tree_190 |  |  | 0.1 | 0.75 | [5 empty] | 652247.5609 | 5772959.186 |  |  |  | Flag_0: maintenance; Flag_1: man_flag; Flag_2: undef; Flag_3: limits; Flag_4: mvdiff_max=0.05
sap flow tree 190- 30mm- east | 343 |  | 1.3 |  | oak | 36.7 | 2014-04-04 08:00 | 2014-10-27 11:10 | T5 | CR1T5_T5_YYYY_MM_DD_hhmm.level1.csv | SF190_30_W | SF190_30_E | mV | SF190_30_E [mV] | [5 empty] | Saftfluss | Average |  |  | tree_190 |  |  | 0.1 | 0.75 | [5 empty] | 652247.5609 | 5772959.186 |  |  |  | Flag_0: maintenance; Flag_1: man_flag; Flag_2: undef; Flag_3: limits; Flag_4: mvdiff_max=0.05
sap flow tree 193 - 20mm - E | 344 |  | 1.3 |  | hornbeam | 19.6 | 2015-04-23 10:00 | 2015-11-05 14:10 | T5 | CR1T5_T5_YYYY_MM_DD_hhmm.level1.csv | SF193_20_E [mV] | SF193_20_E | mV | SF193_20_E [mV] | [5 empty] | Saftfluss | Average |  |  | tree_193 |  |  | 0.1 | 0.8 | [5 empty] | 652248.5403 | 5772970.571 |  |  |  | Flag_0: maintenance; Flag_1: man_flag; Flag_2: undef; Flag_3: limits; Flag_4: mvdiff_max=0.05
sap flow tree 193 - 20mm - E_NT1 | 345 |  | 1.3 |  | hornbeam | 19.6 | 2015-04-23 10:00 | 2015-11-05 14:10 | T5 | CR1T5_T5_YYYY_MM_DD_hhmm.level1.csv | SF193_20_E_NT1 [mV] | SF193_20_E_NT1 | mV | SF193_20_E_NT1 [mV] | [6 empty] | Average |  |  | tree_193 |  |  | 0.1 | 0.75 | [5 empty] | 652248.5403 | 5772970.571 |  |  |  | Flag_0: maintenance; Flag_1: man_flag; Flag_2: undef; Flag_3: limits; Flag_4: mvdiff_max=0.05
sap flow tree 193 - 20mm - E_NT2 | 346 |  | 1.3 |  | hornbeam | 19.6 | 2015-04-23 10:00 | 2015-11-05 14:10 | T5 | CR1T5_T5_YYYY_MM_DD_hhmm.level1.csv | SF193_20_E_NT2 [mV] | SF193_20_E_NT2 | mV | SF193_20_E_NT2 [mV] | [6 empty] | Average |  |  | tree_193 |  |  | 0.1 | 0.75 | [5 empty] | 652248.5403 | 5772970.571 |  |  |  | Flag_0: maintenance; Flag_1: man_flag; Flag_2: undef; Flag_3: limits; Flag_4: mvdiff_max=0.05
sap flow tree 193- 20mm- north | 347 |  | 1.3 |  | hornbeam | 20.49 | 2014-04-23 14:00 | 2014-10-27 11:10 | T5 | CR1T5_T5_YYYY_MM_DD_hhmm.level1.csv | SF193_20_N | SF193_20_N | mV | SF193_20_N [mV] | [5 empty] | Saftfluss | Average |  |  | tree_193 |  |  | 0.1 | 0.75 | [5 empty] | 652248.5403 | 5772970.571 |  |  |  | Flag_0: maintenance; Flag_1: man_flag; Flag_2: undef; Flag_3: limits; Flag_4: mvdiff_max=0.05
sap flow tree 193- 43mm- south | 348 |  | 1.3 |  | hornbeam | 20.49 | 2014-04-16 09:50 | 2014-10-27 11:10 | T5 | CR1T5_T5_YYYY_MM_DD_hhmm.level1.csv | SF193_43_S | SF193_43_S | mV | SF193_43_S [mV] | [5 empty] | Saftfluss | Average |  |  | tree_193 |  |  | 0.1 | 0.8 | [5 empty] | 652248.5403 | 5772970.571 |  |  |  | Flag_0: maintenance; Flag_1: man_flag; Flag_2: undef; Flag_3: limits; Flag_4: mvdiff_max=0.05
sap flow tree 193- 43mm- south- natural temp grad 1 | 349 |  | 1.3 |  | hornbeam | 20.49 | 2014-04-16 09:50 | 2014-10-27 11:10 | T5 | CR1T5_T5_YYYY_MM_DD_hhmm.level1.csv | SF193_43_SNT1 | SF193_43_S_NT1 | mV | SF193_43_S_NT1 [mV] | [6 empty] | Average |  |  | tree_193 | [9 empty] | 652248.5403 | 5772970.571 |  |  |  | Flag_0: maintenance; Flag_1: man_flag; Flag_2: undef
sap flow tree 193- 43mm- south- natural temp grad 2 | 350 |  | 1.3 |  | hornbeam | 20.49 | 2014-04-16 09:50 | 2014-10-27 11:10 | T5 | CR1T5_T5_YYYY_MM_DD_hhmm.level1.csv | SF193_43_SNT2 | SF193_43_S_NT2 | mV | SF193_43_S_NT2 [mV] | [6 empty] | Average |  |  | tree_193 | [9 empty] | 652248.5403 | 5772970.571 |  |  |  | Flag_0: maintenance; Flag_1: man_flag; Flag_2: undef
sap flow tree 193- 20mm- north-west-1st installation |  |  | 1.3 |  | hornbeam | 19.66 | 2017-04-12 14:20 | 2019-04-03 12:40 | T5 | CR1T5_T5_YYYY_MM_DD_hhmm.level1.csv | SF193_20_NW_1 | SF193_20_NW_1 | mV | SF193_20_NW_1 [mV] |  | PlantsSapflow1_3mAvg10Min_193_20_nw_1 | e3e82563bb50b | Biosphere |  | Saftfluss | Average |  | _193_20_NW_1 | tree_193 |  |  | 0.1 | 0.75 | [5 empty] | 652248.5403 | 5772970.571 |  |  |  | Flag_0: maintenance; Flag_1: man_flag; Flag_2: undef; Flag_3: limits; Flag_4: mvdiff_max=0.05
sap flow tree 193- 20mm- north-west-2nd installation |  |  | 1.3 |  | hornbeam | 19.66 | 2017-04-12 14:20 | 2019-04-03 12:40 | T5 | CR1T5_T5_YYYY_MM_DD_hhmm.level1.csv | SF193_20_NW_2 | SF193_20_NW_2 | mV | SF193_20_NW_2 [mV] |  | PlantsSapflow1_3mAvg10Min_193_20_nw_2 | e3e82563bb50b | Biosphere |  | Saftfluss | Average |  | _193_20_NW_2 | tree_193 |  |  | 0.1 | 0.75 | [5 empty] | 652248.5403 | 5772970.571 |  |  |  | Flag_0: maintenance; Flag_1: man_flag; Flag_2: undef; Flag_3: limits; Flag_4: mvdiff_max=0.05
sap flow tree 202- 20mm- south | 351 |  | 1.3 |  | oak | 44.25 | 2014-04-03 14:10 | 2014-10-27 11:10 | T5 | CR1T5_T5_YYYY_MM_DD_hhmm.level1.csv | SF202_20_S | SF202_20_S | mV | SF202_20_S [mV] | [5 empty] | Saftfluss | Average |  |  | tree_202 |  |  | 0.1 | 0.75 | [5 empty] | 652243.469 | 5772988.116 |  |  |  | Flag_0: maintenance; Flag_1: man_flag; Flag_2: undef; Flag_3: limits; Flag_4: mvdiff_max=0.05
sap flow tree 202- 20mm- west | 352 |  | 1.3 |  | oak | 44.25 | 2014-04-03 14:10 | 2014-10-27 11:10 | T5 | CR1T5_T5_YYYY_MM_DD_hhmm.level1.csv | SF202_20_W | SF202_20_W | mV | SF202_20_W [mV] | [5 empty] | Saftfluss | Average |  |  | tree_202 |  |  | 0.1 | 0.75 | [5 empty] | 652243.469 | 5772988.116 |  |  |  | Flag_0: maintenance; Flag_1: man_flag; Flag_2: undef; Flag_3: limits; Flag_4: mvdiff_max=0.05
sap flow tree 202- 30mm- east | 353 |  | 1.3 |  | oak | 44.25 | 2014-04-03 14:10 | 2014-10-27 11:10 | T5 | CR1T5_T5_YYYY_MM_DD_hhmm.level1.csv | SF202_30_E | SF202_30_E | mV | SF202_30_E [mV] | [5 empty] | Saftfluss | Average |  |  | tree_202 |  |  | 0.1 | 0.75 | [5 empty] | 652243.469 | 5772988.116 |  |  |  | Flag_0: maintenance; Flag_1: man_flag; Flag_2: undef; Flag_3: limits; Flag_4: mvdiff_max=0.05
sap flow tree 202- 40mm- north | 354 |  | 1.3 |  | oak | 44.25 | 2014-04-03 14:10 | 2014-10-27 11:10 | T5 | CR1T5_T5_YYYY_MM_DD_hhmm.level1.csv | SF202_40_N | SF202_40_N | mV | SF202_40_N [mV] | [5 empty] | Saftfluss | Average |  |  | tree_202 |  |  | 0.1 | 0.75 | [5 empty] | 652243.469 | 5772988.116 |  |  |  | Flag_0: maintenance; Flag_1: man_flag; Flag_2: undef; Flag_3: limits; Flag_4: mvdiff_max=0.05
sap flow tree 214 - 20mm - west | 355 |  | 1.3 |  | hornbeam | 28.93 | 2015-04-23 10:00 | 2015-11-05 14:10 | T5 | CR1T5_T5_YYYY_MM_DD_hhmm.level1.csv | SF214_20_W [mV] | SF214_20_W | mV | SF214_20_W [mV] | [5 empty] | Saftfluss | Average |  |  | tree_214 |  |  | 0.1 | 0.75 | [5 empty] | 652254.8028 | 5772983.157 |  |  |  | Flag_0: maintenance; Flag_1: man_flag; Flag_2: undef; Flag_3: limits; Flag_4: mvdiff_max=0.05
sap flow tree 214 - 20mm - west natural temp grad 1 | 356 |  | 1.3 |  | hornbeam | 28.93 | 2015-04-23 10:00 | 2015-11-05 14:10 | T5 | CR1T5_T5_YYYY_MM_DD_hhmm.level1.csv | SF214_20_W_NT1 [mV] | SF214_20_W_NT1 | mV | SF214_20_W_NT1 [mV] | [6 empty] | Average |  |  | tree_214 |  |  | 0.1 | 0.75 | [5 empty] | 652254.8028 | 5772983.157 |  |  |  | Flag_0: maintenance; Flag_1: man_flag; Flag_2: undef; Flag_3: limits
sap flow tree 214 - 20mm - west natural temp grad 2 | 357 |  | 1.3 |  | hornbeam | 28.93 | 2015-04-23 10:00 | 2015-11-05 14:10 | T5 | CR1T5_T5_YYYY_MM_DD_hhmm.level1.csv | SF214_20_W_NT2 [mV] | SF214_20_W_NT2 | mV | SF214_20_W_NT2 [mV] | [6 empty] | Average |  |  | tree_214 |  |  | 0.1 | 0.75 | [5 empty] | 652254.8028 | 5772983.157 |  |  |  | Flag_0: maintenance; Flag_1: man_flag; Flag_2: undef; Flag_3: limits
sap flow tree 214- 20mm- north | 358 |  | 1.3 |  | hornbeam |  | 2013-05-02 19:00 | 2013-12-05 10:50 | T5 | CR1T5_T5_YYYY_MM_DD_hhmm.level1.csv | SF214_20_N | SF214_20_N | mV | SF214_20_N [mV] | [5 empty] | Saftfluss | Average |  |  | tree_214 |  |  | 0.1 | 0.75 | [5 empty] | 652254.8028 | 5772983.157 |  |  |  | Flag_0: maintenance; Flag_1: man_flag; Flag_2: undef; Flag_3: limits; Flag_4: mvdiff_max=0.05
sap flow tree 214- 20mm- north-east | 359 |  | 1.3 |  | hornbeam |  | 2013-05-02 19:00 | 2013-12-05 10:50 | T5 | CR1T5_T5_YYYY_MM_DD_hhmm.level1.csv | SF214_20_NE | SF214_20_NE | mV | SF214_20_NE [mV] | [5 empty] | Saftfluss | Average |  |  | tree_214 |  |  | 0.1 | 0.75 | [5 empty] | 652254.8028 | 5772983.157 |  |  |  | Flag_0: maintenance; Flag_1: man_flag; Flag_2: undef; Flag_3: limits; Flag_4: mvdiff_max=0.05
sap flow tree 214- 43mm- south-east | 360 |  | 1.3 |  | hornbeam |  | 2013-05-02 19:00 | 2013-12-05 10:50 | T5 | CR1T5_T5_YYYY_MM_DD_hhmm.level1.csv | SF214_43_SE | SF214_43_SE | mV | SF214_43_SE [mV] | [5 empty] | Saftfluss | Average |  |  | tree_214 |  |  | 0.1 | 0.75 | [5 empty] | 652254.8028 | 5772983.157 |  |  |  | Flag_0: maintenance; Flag_1: man_flag; Flag_2: undef; Flag_3: limits; Flag_4: mvdiff_max=0.05
sap flow tree 214- 43mm- south-east- natural temp grad 1 | 361 |  | 1.3 |  | hornbeam |  | 2013-05-02 19:00 | 2013-12-05 10:50 | T5 | CR1T5_T5_YYYY_MM_DD_hhmm.level1.csv | SF214_43_SENT1 | SF214_43_SE_NT1 | mV | SF214_43_SE_NT1 [mV] | [6 empty] | Average |  |  | tree_214 | [9 empty] | 652254.8028 | 5772983.157 |  |  |  | Flag_0: maintenance; Flag_1: man_flag; Flag_2: undef; Flag_3: limits
sap flow tree 214- 43mm- south-east- natural temp grad 2 | 362 |  | 1.3 |  | hornbeam |  | 2013-05-02 19:00 | 2013-12-05 10:50 | T5 | CR1T5_T5_YYYY_MM_DD_hhmm.level1.csv | SF214_43_SENT2 | SF214_43_SE_NT2 | mV | SF214_43_SE_NT2 [mV] | [6 empty] | Average |  |  | tree_214 | [9 empty] | 652254.8028 | 5772983.157 |  |  |  | Flag_0: maintenance; Flag_1: man_flag; Flag_2: undef; Flag_3: limits
sap flow tree 214- 60mm- south-west | 363 |  | 1.3 |  | hornbeam |  | 2013-06-25 15:00 | 2013-12-05 10:50 | T5 | CR1T5_T5_YYYY_MM_DD_hhmm.level1.csv | SF214_60_SW | SF214_60_SW | mV | SF214_60_SW [mV] | [5 empty] | Saftfluss | Average |  |  | tree_214 |  |  | 0.1 | 0.75 | [5 empty] | 652254.8028 | 5772983.157 |  |  |  | Flag_0: maintenance; Flag_1: man_flag; Flag_2: undef; Flag_3: limits; Flag_4: mvdiff_max=0.05
sap flow tree 214- 80mm- north-west | 364 |  | 1.3 |  | hornbeam |  | 2013-06-25 15:00 | 2013-12-05 10:50 | T5 | CR1T5_T5_YYYY_MM_DD_hhmm.level1.csv | SF214_80_NW | SF214_80_NW | mV | SF214_80_NW [mV] | [5 empty] | Saftfluss | Average |  |  | tree_214 |  |  | 0.1 | 0.75 | [5 empty] | 652254.8028 | 5772983.157 |  |  |  | Flag_0: maintenance; Flag_1: man_flag; Flag_2: undef; Flag_3: limits; Flag_4: mvdiff_max=0.05
sap flow tree 215- 100mm- north | 365 |  | 1.3 |  |  |  | 2013-06-25 15:00 | 2013-12-05 | T5 | CR1T5_T5_YYYY_MM_DD_hhmm.level1.csv | SF215_100_N | SF215_100_N | mV | SF215_100_N [mV] | [5 empty] | Saftfluss | Average |  |  | tree_215 |  |  | 0.1 | 0.75 |  |  |  |  | not available | 652249.5405 | 5772987.843 |  |  |  | Flag_0: maintenance; Flag_1: man_flag; Flag_2: undef
sap flow tree 215- 20mm- north-west | 366 |  | 1.3 |  |  |  | 2013-05-02 16:30 | 2013-12-05 10:50 | T5 | CR1T5_T5_YYYY_MM_DD_hhmm.level1.csv | SF215_20_NW | SF215_20_NW | mV | SF215_20_NW [mV] | [5 empty] | Saftfluss | Average |  |  | tree_215 |  |  | 0.1 | 0.75 | [5 empty] | 652249.5405 | 5772987.843 |  |  |  | Flag_0: maintenance; Flag_1: man_flag; Flag_2: undef; Flag_3: limits; Flag_4: mvdiff_max=0.05
sap flow tree 215- 20mm- south | 367 |  | 1.3 |  |  |  | 2013-05-02 16:30 | 2013-12-05 10:50 | T5 | CR1T5_T5_YYYY_MM_DD_hhmm.level1.csv | SF215_20_S | SF215_20_S | mV | SF215_20_S [mV] | [5 empty] | Saftfluss | Average |  |  | tree_215 |  |  | 0.1 | 0.75 | [5 empty] | 652249.5405 | 5772987.843 |  |  |  | Flag_0: maintenance; Flag_1: man_flag; Flag_2: undef; Flag_3: limits; Flag_4: mvdiff_max=0.05
sap flow tree 215- 43mm- south-west | 368 |  | 1.3 |  |  |  | 2013-05-02 16:30 | 2013-12-05 10:50 | T5 | CR1T5_T5_YYYY_MM_DD_hhmm.level1.csv | SF215_43_SW | SF215_43_SW | mV | SF215_43_SW [mV] | [5 empty] | Saftfluss | Average |  |  | tree_215 |  |  | 0.1 | 0.75 | [5 empty] | 652249.5405 | 5772987.843 |  |  |  | Flag_0: maintenance; Flag_1: man_flag; Flag_2: undef; Flag_3: limits; Flag_4: mvdiff_max=0.05
sap flow tree 215- 43mm- south-west- natural temp grad 1 | 369 |  | 1.3 |  |  |  | 2013-05-02 16:30 | 2013-12-05 10:50 | T5 | CR1T5_T5_YYYY_MM_DD_hhmm.level1.csv | SF215_43_SWNT1 | SF215_43_SW_NT1 | mV | SF215_43_SW_NT1 [mV] | [6 empty] | Average |  |  | tree_215 | [9 empty] | 652249.5405 | 5772987.843 |  |  |  | Flag_0: maintenance; Flag_1: man_flag; Flag_2: undef
sap flow tree 215- 43mm- south-west- natural temp grad 2 | 370 |  | 1.3 |  |  |  | 2013-05-02 16:30 | 2013-12-05 10:50 | T5 | CR1T5_T5_YYYY_MM_DD_hhmm.level1.csv | SF215_43_SWNT2 | SF215_43_SW_NT2 | mV | SF215_43_SW_NT2 [mV] | [6 empty] | Average |  |  | tree_215 | [9 empty] | 652249.5405 | 5772987.843 |  |  |  | Flag_0: maintenance; Flag_1: man_flag; Flag_2: undef
sap flow tree 215- 60mm- north-east | 371 |  | 1.3 |  |  |  | 2013-06-25 15:00 | 2013-12-05 10:50 | T5 | CR1T5_T5_YYYY_MM_DD_hhmm.level1.csv | SF215_60_NE | SF215_60_NE | mV | SF215_60_NE [mV] | [5 empty] | Saftfluss | Average |  |  | tree_215 |  |  | 0.1 | 0.75 | [5 empty] | 652249.5405 | 5772987.843 |  |  |  | Flag_0: maintenance; Flag_1: man_flag; Flag_2: undef; Flag_3: limits; Flag_4: mvdiff_max=0.05
sap flow tree 215- 80mm- south-east | 372 |  | 1.3 |  |  |  | 2013-06-25 15:00 | 2014-04-03 14:00 | T5 | CR1T5_T5_YYYY_MM_DD_hhmm.level1.csv | SF215_80_SE | SF215_80_SE | mV | SF215_80_SE [mV] | [5 empty] | Saftfluss | Average |  |  | tree_215 |  |  | 0.1 | 0.75 | [5 empty] | 652249.5405 | 5772987.843 |  |  |  | Flag_0: maintenance; Flag_1: man_flag; Flag_2: undef; Flag_3: limits; Flag_4: mvdiff_max=0.05
sap flow tree 068- 43mm- north-east- natural temp grad mean | 373 |  | 1.3 |  |  |  | 2013-05-13 11:30 | 2013-11-28 | BC1 | CR1BC1_BC1_YYYY_MM_DD_hhmm.level1.csv | derived | SF068_43_NE_NTmean | K | SF068_43_NE_NTmean [K] | [9 empty] | tree_068 | [9 empty] | 652235.2166 | 5773009.919
sap flow tree 217- 100mm- north | 374 |  | 1.3 |  | hornbeam | 34.44 | 2014-04-15 11:40 | 2015-04-16 14:10 | BC1 | CR1BC1_BC1_YYYY_MM_DD_hhmm.level1.csv | SF217_100_N | SF217_100_N | mV | SF217_100_N [mV] |  | PlantsSapflow1_3mAvg10Min217_100_n | 24486bf65bad3 | Biosphere |  | Saftfluss | Average |  | _217_100_N | tree_217 |  |  | 0.1 | 0.75 | [5 empty] | 652249.7757 | 5773002.173 |  |  |  | Flag_0: maintenance; Flag_1: man_flag; Flag_2: undef; Flag_3: limits; Flag_4: mvdiff_max=0.05
sap flow tree 217- 20mm- south-east | 375 |  | 1.3 |  | hornbeam | 34.44 | 2014-04-15 11:40 | 2015-04-16 14:10 | BC1 | CR1BC1_BC1_YYYY_MM_DD_hhmm.level1.csv | SF217_20_SE | SF217_20_SE | mV | SF217_20_SE [mV] |  | PlantsSapflow1_3mAvg10Min217_20_se | 24486bf65bad3 | Biosphere |  | Saftfluss | Average |  | _217_20_SE | tree_217 |  |  | 0.1 | 0.75 | [5 empty] | 652249.7757 | 5773002.173 |  |  |  | Flag_0: maintenance; Flag_1: man_flag; Flag_2: undef; Flag_3: limits; Flag_4: mvdiff_max=0.05
sap flow tree 217- 20mm- south-west | 376 |  | 1.3 |  | hornbeam | 34.44 | 2014-04-15 11:40 | 2015-04-16 14:10 | BC1 | CR1BC1_BC1_YYYY_MM_DD_hhmm.level1.csv | SF217_20_SW | SF217_20_SW | mV | SF217_20_SW [mV] |  | PlantsSapflow1_3mAvg10Min217_20_sw | 24486bf65bad3 | Biosphere |  | Saftfluss | Average |  | _217_20_SW | tree_217 |  |  | 0.1 | 0.75 | [5 empty] | 652249.7757 | 5773002.173 |  |  |  | Flag_0: maintenance; Flag_1: man_flag; Flag_2: undef; Flag_3: limits; Flag_4: mvdiff_max=0.05
sap flow tree 217- 43mm- north-east | 377 |  | 1.3 |  | hornbeam | 34.44 | 2014-04-15 11:40 | 2015-04-16 14:10 | BC1 | CR1BC1_BC1_YYYY_MM_DD_hhmm.level1.csv | SF217_43_NE | SF217_43_NE | mV | SF217_43_NE [mV] |  | PlantsSapflow1_3mAvg10Min217_43_ne | 24486bf65bad3 | Biosphere |  | Saftfluss | Average |  | _217_43_NE | tree_217 |  |  | 0.1 | 0.75 | [5 empty] | 652249.7757 | 5773002.173 |  |  |  | Flag_0: maintenance; Flag_1: man_flag; Flag_2: undef; Flag_3: limits; Flag_4: mvdiff_max=0.05
sap flow tree 217- 43mm- north-east- natural temp grad 1 | 378 |  | 1.3 |  | hornbeam | 34.44 | 2014-04-15 11:40 | 2015-04-16 14:10 | BC1 | CR1BC1_BC1_YYYY_MM_DD_hhmm.level1.csv | SF217_43_NENT1 | SF217_43_NE_NT1 | mV | SF217_43_NE_NT1 [mV] |  |  | 24486bf65bad3 | [6 empty] | tree_217 | [9 empty] | 652249.7757 | 5773002.173 |  |  |  | Flag_0: maintenance; Flag_1: man_flag; Flag_2: undef
sap flow tree 217- 43mm- north-east- natural temp grad 2 | 379 |  | 1.3 |  | hornbeam | 34.44 | 2014-04-15 11:40 | 2015-04-16 14:10 | BC1 | CR1BC1_BC1_YYYY_MM_DD_hhmm.level1.csv | SF217_43_NENT2 | SF217_43_NE_NT2 | mV | SF217_43_NE_NT2 [mV] |  |  | 24486bf65bad3 | [6 empty] | tree_217 | [9 empty] | 652249.7757 | 5773002.173 |  |  |  | Flag_0: maintenance; Flag_1: man_flag; Flag_2: undef
sap flow tree 217- 43mm- north-east- natural temp grad mean | 380 |  | 1.3 |  | hornbeam | 34.44 | 2014-04-15 11:40 | 2015-04-16 14:10 | BC1 | CR1BC1_BC1_YYYY_MM_DD_hhmm.level1.csv | derived | SF217_43_NE_NTmean | K | SF217_43_NE_NTmean [K] |  |  | 24486bf65bad3 | [6 empty] | tree_217 | [9 empty] | 652249.7757 | 5773002.173
sap flow tree 217- 60mm- north-west | 381 |  | 1.3 |  | hornbeam | 34.44 | 2014-04-15 11:40 | 2015-04-16 14:10 | BC1 | CR1BC1_BC1_YYYY_MM_DD_hhmm.level1.csv | SF217_60_NW | SF217_60_NW | mV | SF217_60_NW [mV] |  | PlantsSapflow1_3mAvg10Min217_60_nw | 24486bf65bad3 | Biosphere |  | Saftfluss | Average |  | _217_60_NW | tree_217 |  |  | 0.1 | 0.75 | [5 empty] | 652249.7757 | 5773002.173 |  |  |  | Flag_0: maintenance; Flag_1: man_flag; Flag_2: undef; Flag_3: limits; Flag_4: mvdiff_max=0.05
sap flow tree 217- 80mm- west | 382 |  | 1.3 |  | hornbeam | 34.44 | 2014-04-15 11:40 | 2015-04-16 14:10 | BC1 | CR1BC1_BC1_YYYY_MM_DD_hhmm.level1.csv | SF217_80_W | SF217_80_W | mV | SF217_80_W [mV] |  | PlantsSapflow1_3mAvg10Min217_80_w | 24486bf65bad3 | Biosphere |  | Saftfluss | Average |  | _217_80_W | tree_217 |  |  | 0.1 | 0.75 | [5 empty] | 652249.7757 | 5773002.173 |  |  |  | Flag_0: maintenance; Flag_1: man_flag; Flag_2: undef; Flag_3: limits; Flag_4: mvdiff_max=0.05
sap flow tree 218 - 20mm - north-east -1st installation | 383 |  | 1.3 |  | oak | 57.61 | 2016-04-12 11:20 | 2017-04-12 12:10 | BC1 | CR1BC1_BC1_YYYY_MM_DD_hhmm.level1.csv | SF218_43_NE_1 | SF218_20_NE_1 | mV | SF218_20_NE_1 [mV] |  | PlantsSapflow1_3mAvg10Min218_20_ne_1 | 24486bf65bad3 | Biosphere |  | Saftfluss | Average |  | _218_20_NE_1 | tree_218 |  |  | 0.1 | 0.8 |  |  |  |  | sensors are 43mm long but installed in 20mm | 652251.7404 | 5772995.46 |  |  |  | Flag_0: maintenance; Flag_1: man_flag; Flag_2: undef; Flag_3: limits; Flag_4: mvdiff_max=0.05
sap flow tree 218 - 20mm - north-east -2nd installation | 384 |  | 1.3 |  | oak | 57.61 | 2016-04-12 11:20 | 2017-04-12 12:10 | BC1 | CR1BC1_BC1_YYYY_MM_DD_hhmm.level1.csv | SF218_43_NE_2 | SF218_20_NE_2 | mV | SF218_20_NE_2 [mV] |  | PlantsSapflow1_3mAvg10Min218_20_ne_2 | 24486bf65bad3 | Biosphere |  | Saftfluss | Average |  | _218_20_NE_2 | tree_218 |  |  | 0.1 | 0.85 |  |  |  |  | sensors are 43mm long but installed in 20mm | 652251.7404 | 5772995.46 |  |  |  | Flag_0: maintenance; Flag_1: man_flag; Flag_2: undef; Flag_3: limits; Flag_4: mvdiff_max=0.05
sap flow tree 218 - 20mm - north-east 3rd installation | 385 |  | 1.3 |  | oak | 57.61 | 2016-06-15 10:20 | 2017-04-12 12:10 | BC1 | CR1BC1_BC1_YYYY_MM_DD_hhmm.level1.csv | SF218_20_NE_3 | SF218_20_NE_3 | mV | SF218_20_NE_3 [mV] |  | PlantsSapflow1_3mAvg10Min218_20_ne_3 | 24486bf65bad3 | Biosphere |  | Saftfluss | Average |  | _218_20_NE_3 | tree_218 |  |  | 0.1 | 0.8 |  |  |  |  | hand-made sensor 20mm long | 652251.7404 | 5772995.46 |  |  |  | Flag_0: maintenance; Flag_1: man_flag; Flag_2: undef; Flag_3: limits; Flag_4: mvdiff_max=0.05
sap flow tree 218 - 20mm - north-east natural temp grad 1-1st installation | 386 |  | 1.3 |  | oak | 57.61 | 2016-04-12 11:20 | 2017-04-12 12:10 | BC1 | CR1BC1_BC1_YYYY_MM_DD_hhmm.level1.csv | SF218_43_NENT1_1 | SF218_20_NE_1_NT1 | mV | SF218_20_NE_1_NT1 [mV] |  |  | 24486bf65bad3 | [6 empty] | tree_218 |  |  | -0.05 | 0.05 |  |  |  |  | sensors are 43mm long but installed in 20mm | 652251.7404 | 5772995.46 |  |  |  | Flag_0: maintenance; Flag_1: man_flag; Flag_2: undef; Flag_3: limits
sap flow tree 218 - 20mm - north-east natural temp grad 1-2nd installation | 387 |  | 1.3 |  | oak | 57.61 | 2016-04-12 11:20 | 2017-04-12 12:10 | BC1 | CR1BC1_BC1_YYYY_MM_DD_hhmm.level1.csv | SF218_43_NENT1_2 | SF218_20_NE_2_NT1 | mV | SF218_20_NE_2_NT1 [mV] |  |  | 24486bf65bad3 | [6 empty] | tree_218 |  |  | -0.05 | 0.05 |  |  |  |  | sensors are 43mm long but installed in 20mm | 652251.7404 | 5772995.46 |  |  |  | Flag_0: maintenance; Flag_1: man_flag; Flag_2: undef; Flag_3: limits
sap flow tree 218 - 20mm - north-east natural temp grad 2-1st installation | 388 |  | 1.3 |  | oak | 57.61 | 2016-04-12 11:20 | 2017-04-12 12:10 | BC1 | CR1BC1_BC1_YYYY_MM_DD_hhmm.level1.csv | SF218_43_NENT2_1 | SF218_20_NE_1_NT2 | mV | SF218_20_NE_1_NT2 [mV] |  |  | 24486bf65bad3 | [6 empty] | tree_218 |  |  | -0.05 | 0.05 |  |  |  |  | sensors are 43mm long but installed in 20mm | 652251.7404 | 5772995.46 |  |  |  | Flag_0: maintenance; Flag_1: man_flag; Flag_2: undef; Flag_3: limits
sap flow tree 218 - 20mm - north-east natural temp grad mean-1st installation | 389 |  | 1.3 |  | oak | 57.61 | 2016-04-12 11:20 | 2017-04-12 12:10 | BC1 | CR1BC1_BC1_YYYY_MM_DD_hhmm.level1.csv | derived | SF218_20_NE_1_NTmean | K | SF218_20_NE_1_NTmean [K] |  |  | 24486bf65bad3 | [6 empty] | tree_218 | [9 empty] | 652251.7404 | 5772995.46
sap flow tree 218 - 20mm - north-east natural temp grad 2-2nd installation | 390 |  | 1.3 |  | oak | 57.61 | 2016-04-12 11:20 | 2017-04-12 12:10 | BC1 | CR1BC1_BC1_YYYY_MM_DD_hhmm.level1.csv | SF218_43_NENT2_2 | SF218_20_NE_2_NT2 | mV | SF218_20_NE_2_NT2 [mV] |  |  | 24486bf65bad3 | [6 empty] | tree_218 |  |  | -0.05 | 0.05 |  |  |  |  | sensors are 43mm long but installed in 20mm | 652251.7404 | 5772995.46 |  |  |  | Flag_0: maintenance; Flag_1: man_flag; Flag_2: undef; Flag_3: limits
sap flow tree 218 - 20mm - north-east natural temp grad mean-2nd installation | 391 |  | 1.3 |  | oak | 57.61 | 2016-04-12 11:20 | 2017-04-12 12:10 | BC1 | CR1BC1_BC1_YYYY_MM_DD_hhmm.level1.csv | derived | SF218_20_NE_2_NT2 | K | SF218_20_NE_2_NT2 [K] |  |  | 24486bf65bad3 | [6 empty] | tree_218 | [9 empty] | 652251.7404 | 5772995.46
sap flow tree 022 - 20mm - north-1st installation 2017 |  |  | 1.3 |  | oak | 54.5 | 2017-04-12 12:20 |  | BC1 | CR1BC1_BC1_YYYY_MM_DD_hhmm.level1.csv | SF022_20_N_ | SF022_20_N_1 | mV | SF022_20_N_1 [mV] |  | PlantsSapflow1_3mAvg10Min022_20_n_1 | 24486bf65bad3 | Biosphere |  | Saftfluss | Average |  | 022_20_N_1 | tree_022 |  |  | 0.1 | 0.75 | [5 empty] | 652261.0763 | 5773026.823 | cm**3/m**2 s |  |  | Flag_0: maintenance; Flag_1: man_flag; Flag_2: undef; Flag_3: limits; Flag_4: mvdiff_max=0.05
sap flow tree 022 - 20mm - north-2nd installation 2017 |  |  | 1.3 |  | oak | 54.5 | 2017-04-12 12:20 |  | BC1 | CR1BC1_BC1_YYYY_MM_DD_hhmm.level1.csv | SF022_20_N_2 | SF022_20_N_2 | mV | SF022_20_N_2 [mV] |  | PlantsSapflow1_3mAvg10Min022_20_n_2 | 24486bf65bad3 | Biosphere |  | Saftfluss | Average |  | 022_20_N_2 | tree_022 |  |  | 0.1 | 0.75 | [5 empty] | 652261.0763 | 5773026.823 | cm**3/m**2 s |  |  | Flag_0: maintenance; Flag_1: man_flag; Flag_2: undef; Flag_3: limits; Flag_4: mvdiff_max=0.05
sap flow tree 029 - 20mm - north-east-1st installation 2017 |  |  | 1.3 |  | hornbeam | 22.14 | 2017-04-12 12:20 |  | BC1 | CR1BC1_BC1_YYYY_MM_DD_hhmm.level1.csv | SF029_20_NE_1 | SF029_20_NE_1 | mV | SF029_20_NE_1 [mV] |  | PlantsSapflow1_3mAvg10Min029_20_ne_1 | 24486bf65bad3 | Biosphere |  | Saftfluss | Average |  | 029_20_NE_1 | tree_029 |  |  | 0.1 | 0.75 | [5 empty] | 652247.0923 | 5773015.621 | cm**3/m**2 s |  |  | Flag_0: maintenance; Flag_1: man_flag; Flag_2: undef; Flag_3: limits; Flag_4: mvdiff_max=0.05
sap flow tree 029 - 20mm - north-east-2nd installation 2017 |  |  | 1.3 |  | hornbeam | 22.14 | 2017-04-12 12:20 |  | BC1 | CR1BC1_BC1_YYYY_MM_DD_hhmm.level1.csv | SF029_20_NE_2 | SF029_20_NE_2 | mV | SF029_20_NE_2 [mV] |  | PlantsSapflow1_3mAvg10Min029_20_ne_2 | 24486bf65bad3 | Biosphere |  | Saftfluss | Average |  | 029_20_NE_2 | tree_029 |  |  | 0.1 | 0.75 | [5 empty] | 652247.0923 | 5773015.621 | cm**3/m**2 s |  |  | Flag_0: maintenance; Flag_1: man_flag; Flag_2: undef; Flag_3: limits; Flag_4: mvdiff_max=0.05
sap flow tree 218- 20mm- east | 392 |  | 1.3 |  | oak | 56.67 | 2015-04-22 15:40 | 2015-11-03 12:10 | BC1 | CR1BC1_BC1_YYYY_MM_DD_hhmm.level1.csv | SF218_20_E | SF218_20_E | mV | SF218_20_E [mV] |  | PlantsSapflow1_3mAvg10Min218_20_e | 24486bf65bad3 | Biosphere |  | Saftfluss | Average |  | _218_20_E | tree_218 |  |  | 0.1 | 0.75 |  |  |  |  | not yet converted | 652251.7404 | 5772995.46 |  |  |  | Flag_0: maintenance; Flag_1: man_flag; Flag_2: undef; Flag_3: limits; Flag_4: mvdiff_max=0.05
sap flow tree 218- 20mm- north | 393 |  | 1.3 |  | oak | 56.67 | 2015-04-22 15:40 | 2015-11-03 12:10 | BC1 | CR1BC1_BC1_YYYY_MM_DD_hhmm.level1.csv | SF218_20_N | SF218_20_N | mV | SF218_20_N [mV] |  | PlantsSapflow1_3mAvg10Min218_20_n | 24486bf65bad3 | Biosphere |  | Saftfluss | Average |  | _218_20_N | tree_218 |  |  | 0.1 | 0.75 |  |  |  |  | not yet converted | 652251.7404 | 5772995.46 |  |  |  | Flag_0: maintenance; Flag_1: man_flag; Flag_2: undef; Flag_3: limits; Flag_4: mvdiff_max=0.05
sap flow tree 218- 20mm- south-east | 394 |  | 1.3 |  | oak | 55.97 | 2014-04-15 11:40 | 2015-04-16 14:10 | BC1 | CR1BC1_BC1_YYYY_MM_DD_hhmm.level1.csv | SF218_20_SE | SF218_20_SE | mV | SF218_20_SE [mV] |  | PlantsSapflow1_3mAvg10Min218_20_se | 24486bf65bad3 | Biosphere |  | Saftfluss | Average |  | _218_20_SE | tree_218 |  |  | 0.1 | 0.75 |  |  |  |  | not yet converted | 652251.7404 | 5772995.46 |  |  |  | Flag_0: maintenance; Flag_1: man_flag; Flag_2: undef; Flag_3: limits; Flag_4: mvdiff_max=0.05
sap flow tree 218- 40mm- north-west | 395 |  | 1.3 |  | oak | 55.97 | 2014-04-15 11:40 | 2015-04-16 14:10 | BC1 | CR1BC1_BC1_YYYY_MM_DD_hhmm.level1.csv | SF218_40_NW | SF218_40_NW | mV | SF218_40_NW [mV] |  | PlantsSapflow1_3mAvg10Min218_40_nw | 24486bf65bad3 | Biosphere |  | Saftfluss | Average |  | _218_40_NW | tree_218 |  |  | 0.1 | 0.75 |  |  |  |  | not yet converted | 652251.7404 | 5772995.46 |  |  |  | Flag_0: maintenance; Flag_1: man_flag; Flag_2: undef; Flag_3: limits; Flag_4: mvdiff_max=0.05
sap flow tree 233 - 20mm - N | 396 |  | 1.3 |  | birch | 46.46 | 2015-04-23 10:00 | 2013-12-05 10:50 | T5 | CR1T5_T5_YYYY_MM_DD_hhmm.level1.csv | SF233_20_N [mV] | SF233_20_N | mV | SF233_20_N [mV] | [6 empty] | Average |  |  | tree_233 |  |  | 0.1 | 0.75 | [5 empty] | 652267.8356 | 5772981.663 |  |  |  | Flag_0: maintenance; Flag_1: man_flag; Flag_2: undef; Flag_3: limits; Flag_4: mvdiff_max=0.05
sap flow tree 233 - 20mm - N_NT1 | 397 |  | 1.3 |  | birch | 46.46 | 2015-04-23 10:00 | 2013-12-05 10:50 | T5 | CR1T5_T5_YYYY_MM_DD_hhmm.level1.csv | SF233_20_N_NT1 [mV] | SF233_20_N_NT1 | mV | SF233_20_N_NT1 [mV] | [6 empty] | Average |  |  | tree_233 |  |  | 0.1 | 0.75 | [5 empty] | 652267.8356 | 5772981.663 |  |  |  | Flag_0: maintenance; Flag_1: man_flag; Flag_2: undef
sap flow tree 233 - 20mm - N_NT2 | 398 |  | 1.3 |  | birch | 46.46 | 2015-04-23 10:00 | 2013-12-05 10:50 | T5 | CR1T5_T5_YYYY_MM_DD_hhmm.level1.csv | SF233_20_N_NT2 [mV] | SF233_20_N_NT2 | mV | SF233_20_N_NT2 [mV] | [6 empty] | Average |  |  | tree_233 |  |  | 0.1 | 0.75 | [5 empty] | 652267.8356 | 5772981.663 |  |  |  | Flag_0: maintenance; Flag_1: man_flag; Flag_2: undef
sap flow tree 233- 20mm- north-west | 399 |  | 1.3 |  | birch | 46.54 | 2014-04-03 14:10 | 2014-10-27 11:10 | T5 | CR1T5_T5_YYYY_MM_DD_hhmm.level1.csv | SF233_20_NW | SF233_20_NW | mV | SF233_20_NW [mV] | [5 empty] | Saftfluss | Average |  |  | tree_233 |  |  | 0.1 | 0.75 | [5 empty] | 652267.8356 | 5772981.663 |  |  |  | Flag_0: maintenance; Flag_1: man_flag; Flag_2: undef; Flag_3: limits; Flag_4: mvdiff_max=0.05
sap flow tree 233- 20mm- south | 400 |  | 1.3 |  | birch | 46.54 | 2014-04-03 14:10 | 2014-10-27 11:10 | T5 | CR1T5_T5_YYYY_MM_DD_hhmm.level1.csv | SF233_20_S | SF233_20_S | mV | SF233_20_S [mV] | [6 empty] | Average |  |  | tree_233 |  |  | 0.1 | 0.75 | [5 empty] | 652267.8356 | 5772981.663 |  |  |  | Flag_0: maintenance; Flag_1: man_flag; Flag_2: undef; Flag_3: limits; Flag_4: mvdiff_max=0.05
sap flow tree 233- 60mm- south-west | 401 |  | 1.3 |  | birch | 46.54 | 2014-04-03 14:10 | 2014-10-27 11:10 | T5 | CR1T5_T5_YYYY_MM_DD_hhmm.level1.csv | SF233_60_SW | SF233_60_SW | mV | SF233_60_SW [mV] | [6 empty] | Average |  |  | tree_233 |  |  | 0.1 | 0.75 | [5 empty] | 652267.8356 | 5772981.663 |  |  |  | Flag_0: maintenance; Flag_1: man_flag; Flag_2: undef; Flag_3: limits; Flag_4: mvdiff_max=0.05
sap flow tree 233- 80mm- south-east | 402 |  | 1.3 |  | birch | 46.54 | 2014-04-03 14:10 | 2014-10-27 11:10 | T5 | CR1T5_T5_YYYY_MM_DD_hhmm.level1.csv | SF233_80_SE | SF233_80_SE | mV | SF233_80_SE [mV] | [6 empty] | Average |  |  | tree_233 |  |  | 0.1 | 0.75 | [5 empty] | 652267.8356 | 5772981.663 |  |  |  | Flag_0: maintenance; Flag_1: man_flag; Flag_2: undef; Flag_3: limits; Flag_4: mvdiff_max=0.05
sap flow tree 235- 20mm- south-east | 403 |  | 1.3 |  | birch | 33.4 | 2014-04-03 14:10 | 2014-10-27 11:10 | T5 | CR1T5_T5_YYYY_MM_DD_hhmm.level1.csv | SF235_20_SE | SF235_20_SE | mV | SF235_20_SE [mV] | [6 empty] | Average |  |  | tree_235 |  |  | 0.1 | 0.75 | [5 empty] | 652262.2193 | 5772989.829 |  |  |  | Flag_0: maintenance; Flag_1: man_flag; Flag_2: undef; Flag_3: limits; Flag_4: mvdiff_max=0.05
sap flow tree 235- 43mm- south-west | 404 |  | 1.3 |  | birch | 33.4 | 2014-04-03 14:10 | 2014-10-27 11:10 | T5 | CR1T5_T5_YYYY_MM_DD_hhmm.level1.csv | SF235_43_SW | SF235_43_SW | mV | SF235_43_SW [mV] | [6 empty] | Average |  |  | tree_235 |  |  | 0.1 | 0.75 | [5 empty] | 652262.2193 | 5772989.829 |  |  |  | Flag_0: maintenance; Flag_1: man_flag; Flag_2: undef; Flag_3: limits; Flag_4: mvdiff_max=0.05
sap flow tree 235- 43mm- south-west- natural temp grad 1 | 405 |  | 1.3 |  | birch | 33.4 | 2014-04-03 14:10 | 2014-10-27 11:10 | T5 | CR1T5_T5_YYYY_MM_DD_hhmm.level1.csv | SF235_43_SWNT1 | SF235_43_SW_NT1 | mV | SF235_43_SW_NT1 [mV] | [6 empty] | Average |  |  | tree_235 | [9 empty] | 652262.2193 | 5772989.829 |  |  |  | Flag_0: maintenance; Flag_1: man_flag; Flag_2: undef; Flag_3: limits
sap flow tree 235- 43mm- south-west- natural temp grad 2 | 406 |  | 1.3 |  | birch | 33.4 | 2014-04-03 14:10 | 2014-10-27 11:10 | T5 | CR1T5_T5_YYYY_MM_DD_hhmm.level1.csv | SF235_43_SWNT2 | SF235_43_SW_NT2 | mV | SF235_43_SW_NT2 [mV] | [6 empty] | Average |  |  | tree_235 | [9 empty] | 652262.2193 | 5772989.829 |  |  |  | Flag_0: maintenance; Flag_1: man_flag; Flag_2: undef; Flag_3: limits
sap flow tree 236 - 20mm - N | 407 |  | 1.3 |  | birch | 27.91 | 2015-04-23 10:00 | 2015-11-05 14:10 | T5 | CR1T5_T5_YYYY_MM_DD_hhmm.level1.csv | SF236_20_N [mV] | SF236_20_N | mV | SF236_20_N [mV] | [6 empty] | Average |  |  | tree_236 |  |  | 0.1 | 0.75 | [5 empty] | 652270.8189 | 5772988.387 |  |  |  | Flag_0: maintenance; Flag_1: man_flag; Flag_2: undef; Flag_3: limits; Flag_4: mvdiff_max=0.05
sap flow tree 236 - 20mm - N_NT1 | 408 |  | 1.3 |  | birch | 27.91 | 2015-04-23 10:00 | 2015-11-05 14:10 | T5 | CR1T5_T5_YYYY_MM_DD_hhmm.level1.csv | SF236_20_N_NT1 [mV] | SF236_20_N_NT1 | mV | SF236_20_N_NT1 [mV] | [6 empty] | Average |  |  | tree_236 |  |  | 0.1 | 0.75 | [5 empty] | 652270.8189 | 5772988.387 |  |  |  | Flag_0: maintenance; Flag_1: man_flag; Flag_2: undef; Flag_3: limits
sap flow tree 236 - 20mm - N_NT2 | 409 |  | 1.3 |  | birch | 27.91 | 2015-04-23 10:00 | 2015-11-05 14:10 | T5 | CR1T5_T5_YYYY_MM_DD_hhmm.level1.csv | SF236_20_N_NT2 [mV] | SF236_20_N_NT2 | mV | SF236_20_N_NT2 [mV] | [6 empty] | Average |  |  | tree_236 |  |  | 0.1 | 0.75 | [5 empty] | 652270.8189 | 5772988.387 |  |  |  | Flag_0: maintenance; Flag_1: man_flag; Flag_2: undef; Flag_3: limits
sap flow tree 282 - 20mm - north - commertial | 410 |  | 1.3 |  | beech | 50.31 | 2015-04-23 12:20 | 2015-11-05 12:00 | BC3 | CR1BC3_BC3_YYYY_MM_DD_hhmm.level1.csv | SF282_43_N | SF282_20_N | mV | SF282_20_N [mV] |  | PlantsSapflow1_3mAvg10Min_282_20_n | 66dd8384ba380 | Biosphere |  | Saftfluss | Average |  | _282_20_N | tree_282 |  |  | 0.1 | 0.75 |  |  |  |  | commertial sensor in 20mm depth | 652191.1576 | 5772978.78 |  |  |  | Flag_0: maintenance; Flag_1: man_flag; Flag_2: undef; Flag_3: limits; Flag_4: mvdiff_max=0.05
sap flow tree 282 - 20mm - north - commertial - natural temp grad 1 | 411 |  | 1.3 |  | beech | 50.31 | 2015-04-23 12:20 | 2015-11-05 12:00 | BC3 | CR1BC3_BC3_YYYY_MM_DD_hhmm.level1.csv | SF282_43_NNT1 | SF282_20_N_NT1 | mV | SF282_20_N_NT1 [mV] | [9 empty] | tree_282 | [8 empty] | commertial sensor in 20mm depth | 652191.1576 | 5772978.78 |  |  |  | Flag_0: maintenance; Flag_1: man_flag; Flag_2: undef; Flag_3: limits
sap flow tree 282 - 20mm - north - commertial - natural temp grad 2 | 412 |  | 1.3 |  | beech | 50.31 | 2015-04-23 12:20 | 2015-11-05 12:00 | BC3 | CR1BC3_BC3_YYYY_MM_DD_hhmm.level1.csv | SF282_43_NNT2 | SF282_20_N_NT2 | mV | SF282_20_N_NT2 [mV] | [9 empty] | tree_282 | [8 empty] | commertial sensor in 20mm depth | 652191.1576 | 5772978.78 |  |  |  | Flag_0: maintenance; Flag_1: man_flag; Flag_2: undef; Flag_3: limits
sap flow tree 282 - 20mm - north-east-1st installation | 413 |  | 1.3 |  | beech | 50.49 | 2016-04-12 11:20 | 2017-04-12 13:40 | BC3 | CR1BC3_BC3_YYYY_MM_DD_hhmm.level1.csv | SF282_43_NE_1 | SF282_20_NE_1 | mV | SF282_20_NE_1 [mV] |  | PlantsSapflow1_3mAvg10Min_282_20_ne_1 | 66dd8384ba380 | Biosphere |  | Saftfluss | Average |  | _282_20_NE_1 | tree_282 |  |  | 0.1 | 0.75 |  |  |  |  | sensors are 43mm long but installed in 20mm | 652191.1576 | 5772978.78 |  |  |  | Flag_0: maintenance; Flag_1: man_flag; Flag_2: undef; Flag_3: limits; Flag_4: mvdiff_max=0.05
sap flow tree 282 - 20mm - north-east-2nd installation | 414 |  | 1.3 |  | beech | 50.49 | 2016-04-12 11:20 | 2017-04-12 13:40 | BC3 | CR1BC3_BC3_YYYY_MM_DD_hhmm.level1.csv | SF282_43_NE_2 | SF282_20_NE_2 | mV | SF282_20_NE_2 [mV] | [8 empty] | _282_20_NE_2 | tree_282 |  |  | 0.1 | 0.75 |  |  |  |  | never installed | 652191.1576 | 5772978.78 |  |  |  | Flag_0: maintenance; Flag_1: man_flag; Flag_2: undef; Flag_3: limits; Flag_4: mvdiff_max=0.05
sap flow tree 282 - 20mm - north-east-natural temp grad 1-1st installation | 415 |  | 1.3 |  | beech | 50.49 | 2016-04-12 11:20 | 2017-04-12 13:40 | BC3 | CR1BC3_BC3_YYYY_MM_DD_hhmm.level1.csv | SF282_43_NENT1_1 | SF282_20_NE_1_NT1 | mV | SF282_20_NE_1_NT1 [mV] | [9 empty] | tree_282 |  |  | -0.05 | 0.05 |  |  |  |  | sensors are 43mm long but installed in 20mm | 652191.1576 | 5772978.78 |  |  |  | Flag_0: maintenance; Flag_1: man_flag; Flag_2: undef; Flag_3: limits
sap flow tree 282 - 20mm - north-east-natural temp grad 1-2nd installation | 416 |  | 1.3 |  | beech | 50.49 | 2016-04-12 11:20 | 2017-04-12 13:40 | BC3 | CR1BC3_BC3_YYYY_MM_DD_hhmm.level1.csv | SF282_43_NENT1_2 | SF282_20_NE_2_NT1 | mV | SF282_20_NE_2_NT1 [mV] | [9 empty] | tree_282 |  |  | -0.05 | 0.05 |  |  |  |  | sensors are 43mm long but installed in 20mm | 652191.1576 | 5772978.78 |  |  |  | Flag_0: maintenance; Flag_1: man_flag; Flag_2: undef; Flag_3: limits
sap flow tree 282 - 20mm - north-east-natural temp grad 2-1st installation | 417 |  | 1.3 |  | beech | 50.49 | 2016-04-12 11:20 | 2017-04-12 13:40 | BC3 | CR1BC3_BC3_YYYY_MM_DD_hhmm.level1.csv | SF282_43_NENT2_1 | SF282_20_NE_1_NT2 | mV | SF282_20_NE_1_NT2 [mV] | [9 empty] | tree_282 |  |  | -0.05 | 0.05 |  |  |  |  | sensors are 43mm long but installed in 20mm | 652191.1576 | 5772978.78 |  |  |  | Flag_0: maintenance; Flag_1: man_flag; Flag_2: undef; Flag_3: limits
sap flow tree 282 - 20mm - north-east-natural temp grad 2-2nd installation | 418 |  | 1.3 |  | beech | 50.49 | 2016-04-12 11:20 | 2017-04-12 13:40 | BC3 | CR1BC3_BC3_YYYY_MM_DD_hhmm.level1.csv | SF282_43_NENT2_2 | SF282_20_NE_2_NT2 | mV | SF282_20_NE_2_NT2 [mV] | [9 empty] | tree_282 |  |  | -0.05 | 0.05 |  |  |  |  | sensors are 43mm long but installed in 20mm | 652191.1576 | 5772978.78 |  |  |  | Flag_0: maintenance; Flag_1: man_flag; Flag_2: undef; Flag_3: limits
sap flow tree 282- 20mm- north-west | 419 |  | 1.3 |  | beech | 50.22 | 2014-04-16 14:00 | 2015-04-23 12:00 | BC3 | CR1BC3_BC3_YYYY_MM_DD_hhmm.level1.csv | SF282_20_NW | SF282_20_NW | mV | SF282_20_NW [mV] |  | PlantsSapflow1_3mAvg10Min_282_20_nw | 66dd8384ba380 | Biosphere |  | Saftfluss | Average |  | _282_20_NW | tree_282 |  |  | 0.1 | 0.75 | [5 empty] | 652191.1576 | 5772978.78 |  |  |  | Flag_0: maintenance; Flag_1: man_flag; Flag_2: undef; Flag_3: limits; Flag_4: mvdiff_max=0.05
sap flow tree 282- 43mm- south-east | 420 |  | 1.3 |  | beech | 50.22 | 2014-04-16 14:00 | 2015-04-23 12:00 | BC3 | CR1BC3_BC3_YYYY_MM_DD_hhmm.level1.csv | SF282_43_SE | SF282_43_SE | mV | SF282_43_SE [mV] |  | PlantsSapflow1_3mAvg10Min_282_43_se | 66dd8384ba380 | Biosphere |  | Saftfluss | Average |  | _282_43_SE | tree_282 |  |  | 0.1 | 0.75 | [5 empty] | 652191.1576 | 5772978.78 |  |  |  | Flag_0: maintenance; Flag_1: man_flag; Flag_2: undef; Flag_3: limits; Flag_4: mvdiff_max=0.05
sap flow tree 282- 43mm- south-east- natural temp grad 1 | 421 |  | 1.3 |  | beech | 50.22 | 2014-04-16 14:00 | 2015-04-23 12:00 | BC3 | CR1BC3_BC3_YYYY_MM_DD_hhmm.level1.csv | SF282_43_SENT1 | SF282_43_SE_NT1 | mV | SF282_43_SE_NT1 [mV] | [9 empty] | tree_282 | [9 empty] | 652191.1576 | 5772978.78 |  |  |  | Flag_0: maintenance; Flag_1: man_flag; Flag_2: undef; Flag_3: limits
sap flow tree 282- 43mm- south-east- natural temp grad 2 | 422 |  | 1.3 |  | beech | 50.22 | 2014-04-16 14:00 | 2015-04-23 12:00 | BC3 | CR1BC3_BC3_YYYY_MM_DD_hhmm.level1.csv | SF282_43_SENT2 | SF282_43_SE_NT2 | mV | SF282_43_SE_NT2 [mV] | [9 empty] | tree_282 | [9 empty] | 652191.1576 | 5772978.78 |  |  |  | Flag_0: maintenance; Flag_1: man_flag; Flag_2: undef; Flag_3: limits
sap flow tree 280- 20mm- north-north-east-1st installation 2019 |  |  | 1.3 |  | beech | 50.3 | 2019-04-03 13:10 |  | BC3 | CR1BC3_BC3_YYYY_MM_DD_hhmm.level1.csv | SF280_20_N_1 | SF280_20_NNE_1 | mV | SF280_20_NNE_1 [mV] | [19 empty] | 652187.4286 | 5772994.539 |  |  |  | Flag_0: maintenance; Flag_1: man_flag; Flag_2: undef; Flag_3: limits; Flag_4: mvdiff_max=0.05
sap flow tree 280- 20mm- north-north-east-2nd installation 2019 |  |  | 1.3 |  | beech | 50.3 | 2019-04-03 13:10 |  | BC3 | CR1BC3_BC3_YYYY_MM_DD_hhmm.level1.csv | SF280_20_N_2 | SF280_20_NNE_2 | mV | SF280_20_NNE_2 [mV] | [19 empty] | 652187.4286 | 5772994.539 |  |  |  | Flag_0: maintenance; Flag_1: man_flag; Flag_2: undef; Flag_3: limits; Flag_4: mvdiff_max=0.05
sap flow tree 282- 20mm- north-1st installation 2019 |  |  | 1.3 |  | beech | 50.86 | 2019-04-03 13:10 |  | BC3 | CR1BC3_BC3_YYYY_MM_DD_hhmm.level1.csv | SF282_20_N_1 | SF282_20_N_1 | mV | SF282_20_N_1 [mV] | [9 empty] | tree_282 |  |  | 0.1 | 1.05 | [5 empty] | 652191.1576 | 5772978.78 |  |  |  | Flag_0: maintenance; Flag_1: man_flag; Flag_2: undef; Flag_3: limits; Flag_4: mvdiff_max=0.05
sap flow tree 282- 20mm- north-2nd installation 2019 |  |  | 1.3 |  | beech | 50.86 | 2019-04-03 13:10 |  | BC3 | CR1BC3_BC3_YYYY_MM_DD_hhmm.level1.csv | SF282_20_N_2 | SF282_20_N_2 | mV | SF282_20_N_2 [mV] | [9 empty] | tree_282 |  |  | 0.1 | 1.05 | [5 empty] | 652191.1576 | 5772978.78 |  |  |  | Flag_0: maintenance; Flag_1: man_flag; Flag_2: undef; Flag_3: limits; Flag_4: mvdiff_max=0.05
sap flow tree 106 - 20mm - west-1st installation |  |  | 1.3 |  | beech | 47.82 | 2017-04-12 13:50 | 2019-04-03 12:40 | BC3 | CR1BC3_BC3_YYYY_MM_DD_hhmm.level1.csv | SF106_20_W_1 | SF106_20_W_1 | mV | SF106_20_W_1 [mV] |  | PlantsSapflow1_3mAvg10Min_106_20_w_1 | 66dd8384ba380 | Biosphere |  | Saftfluss | Average |  | _106_20_W_1 | tree_106 |  |  | 0.1 | 1.05 | [5 empty] | 652193.5774 | 5772994.768 |  |  |  | Flag_0: maintenance; Flag_1: man_flag; Flag_2: undef; Flag_3: limits; Flag_4: mvdiff_max=0.05
sap flow tree 106 - 20mm - west-2nd installation |  |  | 1.3 |  | beech | 47.82 | 2017-04-12 13:50 | 2019-04-03 12:40 | BC3 | CR1BC3_BC3_YYYY_MM_DD_hhmm.level1.csv | SF106_20_W_2 | SF106_20_W_2 | mV | SF106_20_W_2 [mV] |  | PlantsSapflow1_3mAvg10Min_106_20_w_2 | 66dd8384ba380 | Biosphere |  | Saftfluss | Average |  | _106_20_W_2 | tree_106 |  |  | 0.1 | 0.75 | [5 empty] | 652193.5774 | 5772994.768 |  |  |  | Flag_0: maintenance; Flag_1: man_flag; Flag_2: undef; Flag_3: limits; Flag_4: mvdiff_max=0.05
sap flow tree 108 - 20mm - north-west-1st installation |  |  | 1.3 |  | beech | 89.88 | 2017-04-12 13:50 | 2019-04-03 12:40 | BC3 | CR1BC3_BC3_YYYY_MM_DD_hhmm.level1.csv | SF108_20_NW_1 | SF108_20_NW_1 | mV | SF108_20_NW_1 [mV] |  | PlantsSapflow1_3mAvg10Min_108_20_nw_1 | 66dd8384ba380 | Biosphere |  | Saftfluss | Average |  | _108_20_NW_1 | tree_108 |  |  | 0.1 | 0.8 | [5 empty] | 652203.252 | 5772990.173 |  |  |  | Flag_0: maintenance; Flag_1: man_flag; Flag_2: undef; Flag_3: limits; Flag_4: mvdiff_max=0.05
sap flow tree 108 - 20mm - north-west-2nd installation |  |  | 1.3 |  | beech | 89.88 | 2017-04-12 13:50 | 2019-04-03 12:40 | BC3 | CR1BC3_BC3_YYYY_MM_DD_hhmm.level1.csv | SF108_20_NW_2 | SF108_20_NW_2 | mV | SF108_20_NW_2 [mV] |  | PlantsSapflow1_3mAvg10Min_108_20_nw_2 | 66dd8384ba380 | Biosphere |  | Saftfluss | Average |  | _108_20_NW_2 | tree_108 |  |  | 0.1 | 0.75 | [5 empty] | 652203.252 | 5772990.173 |  |  |  | Flag_0: maintenance; Flag_1: man_flag; Flag_2: undef; Flag_3: limits; Flag_4: mvdiff_max=0.05
sap flow tree 143 - 20mm - north-west-1st installation |  |  | 1.3 |  | beech | 62.55 | 2017-04-12 13:50 | 2019-04-03 12:40 | BC3 | CR1BC3_BC3_YYYY_MM_DD_hhmm.level1.csv | SF143_20_NW_1 | SF143_20_NW_1 | mV | SF143_20_NW_1 [mV] |  | PlantsSapflow1_3mAvg10Min_143_20_nw_1 | 66dd8384ba380 | Biosphere |  | Saftfluss | Average |  | _143_20_NW_1 | tree_143 |  |  | 0.1 | 0.75 | [5 empty] | 652188.1592 | 5772974.527 |  |  |  | Flag_0: maintenance; Flag_1: man_flag; Flag_2: undef; Flag_3: limits; Flag_4: mvdiff_max=0.05
sap flow tree 143 - 20mm - north-west-2nd installation |  |  | 1.3 |  | beech | 62.55 | 2017-04-12 13:50 | 2019-04-03 12:40 | BC3 | CR1BC3_BC3_YYYY_MM_DD_hhmm.level1.csv | SF143_20_NW_2 | SF143_20_NW_2 | mV | SF143_20_NW_2 [mV] |  | PlantsSapflow1_3mAvg10Min_143_20_nw_2 | 66dd8384ba380 | Biosphere |  | Saftfluss | Average |  | _143_20_NW_2 | tree_143 |  |  | 0.1 | 0.75 | [5 empty] | 652188.1592 | 5772974.527 |  |  |  | Flag_0: maintenance; Flag_1: man_flag; Flag_2: undef; Flag_3: limits; Flag_4: mvdiff_max=0.05
sap flow tree 282 - 20mm - west-1st installation |  |  | 1.3 |  | beech | 50.55 | 2017-04-12 13:50 | 2019-04-03 12:40 | BC3 | CR1BC3_BC3_YYYY_MM_DD_hhmm.level1.csv | SF282_20_W_1 | SF282_20_W_1 | mV | SF282_20_W_1 [mV] |  | PlantsSapflow1_3mAvg10Min_282_20_w_1 | 66dd8384ba380 | Biosphere |  | Saftfluss | Average |  | _282_20_W_1 | tree_282 |  |  | 0.1 | 0.75 | [5 empty] | 652191.1576 | 5772978.78 |  |  |  | Flag_0: maintenance; Flag_1: man_flag; Flag_2: undef; Flag_3: limits; Flag_4: mvdiff_max=0.05
sap flow tree 282 - 20mm - west-12nd installation |  |  | 1.3 |  | beech | 50.55 | 2017-04-12 13:50 | 2019-04-03 12:40 | BC3 | CR1BC3_BC3_YYYY_MM_DD_hhmm.level1.csv | SF282_20_W_2 | SF282_20_W_2 | mV | SF282_20_W_2 [mV] |  | PlantsSapflow1_3mAvg10Min_282_20_w_2 | 66dd8384ba380 | Biosphere |  | Saftfluss | Average |  | _282_20_W_2 | tree_282 |  |  | 0.1 | 0.75 | [5 empty] | 652191.1576 | 5772978.78 |  |  |  | Flag_0: maintenance; Flag_1: man_flag; Flag_2: undef; Flag_3: limits; Flag_4: mvdiff_max=0.05
sap flow tree 301 - 20mm - N | 423 |  | 1.3 |  | oak | 63.7 | 2015-04-23 10:00 | 2015-11-05 14:10 | T5 | CR1T5_T5_YYYY_MM_DD_hhmm.level1.csv | SF301_20_N [mV] | SF301_20_N | mV | SF301_20_N [mV] | [6 empty] | Average |  |  | tree_301 |  |  | 0.1 | 0.75 | [5 empty] | 652232.656 | 5772954.096 |  |  |  | Flag_0: maintenance; Flag_1: man_flag; Flag_2: undef; Flag_3: limits; Flag_4: mvdiff_max=0.05
sap flow tree 301 - 20mm - W | 424 |  | 1.3 |  | oak | 63.7 | 2015-04-23 10:00 | 2015-11-05 14:10 | T5 | CR1T5_T5_YYYY_MM_DD_hhmm.level1.csv | SF301_20_W [mV] | SF301_20_W | mV | SF301_20_W [mV] | [6 empty] | Average |  |  | tree_301 |  |  | 0.1 | 0.75 | [5 empty] | 652232.656 | 5772954.096 |  |  |  | Flag_0: maintenance; Flag_1: man_flag; Flag_2: undef; Flag_3: limits; Flag_4: mvdiff_max=0.05
sap flow tree 301- 20mm- south-east | 425 |  | 1.3 |  | oak | 63.47 | 2014-04-03 14:10 | 2014-10-27 11:10 | T5 | CR1T5_T5_YYYY_MM_DD_hhmm.level1.csv | SF301_20_SE | SF301_20_SE | mV | SF301_20_SE [mV] | [6 empty] | Average |  |  | tree_301 |  |  | 0.1 | 0.75 | [5 empty] | 652232.656 | 5772954.096 |  |  |  | Flag_0: maintenance; Flag_1: man_flag; Flag_2: undef; Flag_3: limits; Flag_4: mvdiff_max=0.05
sap flow tree 301- 40mm- west | 426 |  | 1.3 |  | oak | 63.47 | 2014-04-03 14:10 | 2015-04-23 | T5 | CR1T5_T5_YYYY_MM_DD_hhmm.level1.csv | SF301_40_W | SF301_40_W | mV | SF301_40_W [mV] | [6 empty] | Average |  |  | tree_301 |  |  | 0.1 | 0.75 | [5 empty] | 652232.656 | 5772954.096 |  |  |  | Flag_0: maintenance; Flag_1: man_flag; Flag_2: undef; Flag_3: limits; Flag_4: mvdiff_max=0.05
sap flow tree 068- 43mm -north -west | 427 |  | 1.3 |  |  |  | 2013-06-27 13:30 | 2014-04-15 11:40 | BC1 | CR1BC1_BC1_YYYY_MM_DD_hhmm.level1.csv | SF068_43_NW_NT2 | SF068_43_NW_NT2 | mV | SF068_43_NW_NT2 [mV] | [5 empty] | Saftfluss | Average |  | _068_43_NW_N | tree_068 | [8 empty] | to be checked if NT!! | 652235.2166 | 5773009.919 |  |  |  | Flag_0: maintenance; Flag_1: man_flag; Flag_2: undef; Flag_3: limits; Flag_4: mvdiff_max=0.05
sap flow tree 080- 20mm- east 2013 | 428 |  | 1.3 |  |  |  | 2013-06-26 15:40 | 2013-11-28 13:10 | BC2 | CR1BC2_BC2_YYYY_MM_DD_hhmm.level1.csv | SF80_20_E_Avg | SF080_20_E | mV | SF080_20_E [mV] |  | PlantsSapflow1_3mAvg10Min_080_20_e | 46cb73dcff9bd | Biosphere |  | Saftfluss | Average |  | _080_20_E | tree_080 |  |  | 0.1 | 0.75 | [5 empty] | 652223.239 | 5773009.32 |  |  |  | Flag_0: maintenance; Flag_1: man_flag; Flag_2: undef; Flag_3: limits; Flag_4: mvdiff_max=0.05
sap flow tree 080- 20mm- west 2013 | 429 |  | 1.3 |  |  |  | 2013-06-26 15:40 | 2013-11-28 13:10 | BC2 | CR1BC2_BC2_YYYY_MM_DD_hhmm.level1.csv | SF80_20_W_Avg | SF080_20_W | mV | SF080_20_W [mV] |  | PlantsSapflow1_3mAvg10Min_080_20_w | 46cb73dcff9bd | Biosphere |  | Saftfluss | Average |  | _080_20_W | tree_080 |  |  | 0.1 | 0.75 | [5 empty] | 652223.239 | 5773009.32 |  |  |  | Flag_0: maintenance; Flag_1: man_flag; Flag_2: undef; Flag_3: limits; Flag_4: mvdiff_max=0.05
sap flow tree 081- 20mm- north | 430 |  | 1.3 |  |  |  | 2013-06-26 15:40 | 2013-11-28 | BC2 | CR1BC2_BC2_YYYY_MM_DD_hhmm.level1.csv | SF81_20_N_Avg | SF081_20_N | mV | SF081_20_N [mV] |  | PlantsSapflow1_3mAvg10Min_081_20_n | 46cb73dcff9bd | Biosphere |  | Saftfluss | Average |  | _081_20_N | tree_081 |  |  | 0.1 | 0.75 | [5 empty] | 652224.1483 | 5773011.289 |  |  |  | Flag_0: maintenance; Flag_1: man_flag; Flag_2: undef; Flag_3: limits; Flag_4: mvdiff_max=0.05
sap flow tree 081- 20mm- south | 431 |  | 1.3 |  |  |  | 2013-06-26 15:40 | 2013-11-28 | BC2 | CR1BC2_BC2_YYYY_MM_DD_hhmm.level1.csv | SF81_20_S_Avg | SF081_20_S | mV | SF081_20_S [mV] |  | PlantsSapflow1_3mAvg10Min_081_20_s | 46cb73dcff9bd | Biosphere |  | Saftfluss | Average |  | _081_20_S | tree_081 |  |  | 0.1 | 0.75 | [5 empty] | 652224.1483 | 5773011.289 |  |  |  | Flag_0: maintenance; Flag_1: man_flag; Flag_2: undef; Flag_3: limits; Flag_4: mvdiff_max=0.05
sap flow tree 048- 20mm- north-east, 1st installation 2017 |  |  | 1.3 |  | hornbeam | 18.2 | 2017-04-12 13:00 | 2019-04-03 12:40 | BC2 | CR1BC2_BC2_YYYY_MM_DD_hhmm.level1.csv | SF048_20_NE_1 | SF048_20_NE_1 | mV | SF048_20_NE_1 [mV] |  | PlantsSapflow1_3mAvg10Min_048_20_ne_1 | 46cb73dcff9bd | Biosphere |  | Saftfluss | Average |  | _048_20_NE_1 | tree_048 |  |  | 0.1 | 0.75 | [5 empty] | 652221.2603 | 5773031.549 | cm**3/m**2 s |  |  | Flag_0: maintenance; Flag_1: man_flag; Flag_2: undef; Flag_3: limits; Flag_4: mvdiff_max=0.05
sap flow tree 048- 20mm- north-east, 2nd installation 2017 |  |  | 1.3 |  | hornbeam | 18.2 | 2017-04-12 13:00 | 2019-04-03 12:40 | BC2 | CR1BC2_BC2_YYYY_MM_DD_hhmm.level1.csv | SF048_20_NE_2 | SF048_20_NE_2 | mV | SF048_20_NE_2 [mV] |  | PlantsSapflow1_3mAvg10Min_048_20_ne_2 | 46cb73dcff9bd | Biosphere |  | Saftfluss | Average |  | _048_20_NE_2 | tree_048 |  |  | 0.1 | 0.75 | [5 empty] | 652221.2603 | 5773031.549 | cm**3/m**2 s |  |  | Flag_0: maintenance; Flag_1: man_flag; Flag_2: undef; Flag_3: limits; Flag_4: mvdiff_max=0.05
sap flow tree 057- 20mm- north-east, 1st installation 2017 |  |  | 1.3 |  | beech | 54.88 | 2017-04-12 13:00 | 2019-04-03 12:40 | BC2 | CR1BC2_BC2_YYYY_MM_DD_hhmm.level1.csv | SF057_20_NE_1 | SF057_20_NE_1 | mV | SF057_20_NE_1 [mV] |  | PlantsSapflow1_3mAvg10Min_057_20_ne_1 | 46cb73dcff9bd | Biosphere |  | Saftfluss | Average |  | _057_20_NE_1 | tree_057 |  |  | 0.1 | 0.8 | [5 empty] | 652209.9426 | 5773013.826 | cm**3/m**2 s |  |  | Flag_0: maintenance; Flag_1: man_flag; Flag_2: undef; Flag_3: limits; Flag_4: mvdiff_max=0.05
sap flow tree 057- 20mm- north-east, 2nd installation 2017 |  |  | 1.3 |  | beech | 54.88 | 2017-04-12 13:00 | 2019-04-03 12:40 | BC2 | CR1BC2_BC2_YYYY_MM_DD_hhmm.level1.csv | SF057_20_NE_2 | SF057_20_NE_2 | mV | SF057_20_NE_2 [mV] |  | PlantsSapflow1_3mAvg10Min_057_20_ne_2 | 46cb73dcff9bd | Biosphere |  | Saftfluss | Average |  | _057_20_NE_2 | tree_057 |  |  | 0.1 | 0.75 | [5 empty] | 652209.9426 | 5773013.826 | cm**3/m**2 s |  |  | Flag_0: maintenance; Flag_1: man_flag; Flag_2: undef; Flag_3: limits; Flag_4: mvdiff_max=0.05
saturation vapour pressure 1m from Tair01PT | 432 |  | 1 |  |  |  | 2014-06-19 18:00 |  | T3 | CR1T3_T3_YYYY_MM_DD_hhmm.level1.csv | derived | VPmax01 | hPa | VPmax01 [hPa] |  | WeatherVaporpressure1mAvg10Min_max | 7565ad123bdea | Atmosphäre |  | Dampfdruck | Average |  | _max | Turm Hohes Holz | [6 empty] | Tair01PT |  |  | 652261.8 | 5772996.3 |  |  |  | Flag_0: maintenance; Flag_1: man_flag; Flag_2: undef; Flag_3: limits; Flag_4: derived
saturation vapour pressure 14m from Tair14PT | 433 |  | 14.2 |  |  |  | 2014-07-09 07:40 |  | T2 | CR1T2_T2_YYYY_MM_DD_hhmm.level1.csv | derived | VPmax14 | hPa | VPmax14 [hPa] |  | WeatherVaporpressure14_2mAvg10Min_max | c4938af6393cf | Atmosphäre |  | Dampfdruck | Average |  | _max | Turm Hohes Holz | [6 empty] | Tair14PT |  |  | 652261.8 | 5772996.3 |  |  |  | Flag_0: maintenance; Flag_1: man_flag; Flag_2: undef; Flag_3: limits; Flag_4: derived
saturation vapour pressure 22m from Tair22PT | 434 |  | 22 |  |  |  | 2014-07-09 07:40 |  | T2 | CR1T2_T2_YYYY_MM_DD_hhmm.level1.csv | derived | VPmax22 | hPa | VPmax22 [hPa] |  | WeatherVaporpressure22mAvg10Min_max | c4938af6393cf | Atmosphäre |  | Dampfdruck | Average |  | _max | Turm Hohes Holz | [6 empty] | Tair22PT |  |  | 652261.8 | 5772996.3 |  |  |  | Flag_0: maintenance; Flag_1: man_flag; Flag_2: undef; Flag_3: limits; Flag_4: derived
saturation vapour pressure 29m from Tair29PT | 435 |  | 29 |  |  |  | 2014-07-09 07:40 |  | T2 | CR1T2_T2_YYYY_MM_DD_hhmm.level1.csv | derived | VPmax29 | hPa | VPmax29 [hPa] |  | WeatherVaporpressure29mAvg10Min_max | c4938af6393cf | Atmosphäre |  | Dampfdruck | Average |  | _max | Turm Hohes Holz | [6 empty] | Tair29PT |  |  | 652261.8 | 5772996.3 |  |  |  | Flag_0: maintenance; Flag_1: man_flag; Flag_2: undef; Flag_3: limits; Flag_4: derived
saturation vapour pressure 2m from Tair02PT | 436 |  | 2 |  |  |  | 2014-06-19 18:00 |  | T3 | CR1T3_T3_YYYY_MM_DD_hhmm.level1.csv | derived | VPmax02 | hPa | VPmax02 [hPa] |  | WeatherVaporpressure2mAvg10Min_max | 7565ad123bdea | Atmosphäre |  | Dampfdruck | Average |  | _max | Turm Hohes Holz | [6 empty] | Tair02PT |  |  | 652261.8 | 5772996.3 |  |  |  | Flag_0: maintenance; Flag_1: man_flag; Flag_2: undef; Flag_3: limits; Flag_4: derived
saturation vapour pressure 33m from Tair33HMP | 437 |  | 33 |  |  |  | 2014-09-18 14:30 | 2019-03-07 14:10 | T2 | CR1T2_T2_YYYY_MM_DD_hhmm.level1.csv | derived | VPmax33 | hPa | VPmax33 [hPa] |  | WeatherVaporpressure33mAvg10Min_max | c4938af6393cf | Atmosphäre |  | Dampfdruck | Average |  | _max | Turm Hohes Holz | [6 empty] | Tair33HMP |  |  | 652261.8 | 5772996.3 |  |  |  | Flag_0: maintenance; Flag_1: man_flag; Flag_2: undef; Flag_3: limits; Flag_4: derived
saturation vapour pressure 38m from Tair38HMP |  |  | 38 |  |  |  | 2019-03-07 14:20 |  | T2 | CR1T2_T2_YYYY_MM_DD_hhmm.level1.csv | derived | VPmax38 | hPa | VPmax38 [hPa] | [9 empty] | Turm Hohes Holz | [6 empty] | Tair38HMP |  |  | 652261.8 | 5772996.3 |  |  |  | Flag_0: maintenance; Flag_1: man_flag; Flag_2: undef; Flag_3: limits; Flag_4: derived
saturation vapour pressure 4m from Tair04PT | 438 |  | 4 |  |  |  | 2014-06-19 18:00 |  | T3 | CR1T3_T3_YYYY_MM_DD_hhmm.level1.csv | derived | VPmax04 | hPa | VPmax04 [hPa] |  | WeatherVaporpressure4mAvg10Min_max | 7565ad123bdea | Atmosphäre |  | Dampfdruck | Average |  | _max | Turm Hohes Holz | [6 empty] | Tair08PT |  |  | 652261.8 | 5772996.3 |  |  |  | Flag_0: maintenance; Flag_1: man_flag; Flag_2: undef; Flag_3: limits; Flag_4: derived
saturation vapour pressure 50m from Tair50HMP | 439 |  | 49 |  |  |  | 2014-06-04 17:40 |  | T1 | CR3T1_T1_YYYY_MM_DD_hhmm.level1.csv | derived | VPmax50 | hPa | VPmax50 [hPa] |  | WeatherVaporpressure49mAvg10Min_max | 200867687d0d1 | Atmosphäre |  | Dampfdruck | Average |  | _max | Turm Hohes Holz | [6 empty] | Tair50HMP |  |  | 652261.8 | 5772996.3 |  | 20 | 50 | Flag_0: maintenance; Flag_1: man_flag; Flag_2: undef; Flag_3: limits; Flag_4: derived
saturation vapour pressure 8m from Tair08WXT | 440 |  | 8 |  |  |  | 2014-06-19 18:00 |  | T3 | CR1T3_T3_YYYY_MM_DD_hhmm.level1.csv | derived | VPmax08 | hPa | VPmax08 [hPa] |  | WeatherVaporpressure8mAvg10Min_max | 7565ad123bdea | Atmosphäre |  | Dampfdruck | Average |  | _max | Turm Hohes Holz | [6 empty] | Tair08WXT |  |  | 652261.8 | 5772996.3 |  |  |  | Flag_0: maintenance; Flag_1: man_flag; Flag_2: undef; Flag_3: limits; Flag_4: derived
short wave radiation (in - SPN1) | 441 |  | 49 |  |  |  | 2014-06-04 17:40 |  | T1 | CR3T1_T1_YYYY_MM_DD_hhmm.level1.csv | SWDRspn1 | SWDRspn1 | W/m**2 | SWDRspn1 [W/m**2] | SW_IN_1_1_2 | WeatherGlobalradiation_in49mAvg10Min_spn1 | 200867687d0d1 | Atmosphäre |  | Globalstrahlung, In | Average |  | _spn1 | Turm Hohes Holz |  |  | -50 | 1300 | 0 | 1300 | SunStat | SWDR PARD50 |  | 652261.8 | 5772996.3 |  | 20 | 50 | Flag_0: maintenance; Flag_1: man_flag; Flag_2: undef; Flag_3: limits; Flag_4: constant length=120m eps=0.05 thmin=50; Flag_5: compare vars='SWDR' diffmin=100
short wave radiation (in - CNR4) | 442 |  | 49 |  |  |  | 2014-06-04 17:40 |  | T1 | CR3T1_T1_YYYY_MM_DD_hhmm.level1.csv | SWDR | SWDR | W/m**2 | SWDR [W/m**2] | SW_IN_1_1_1 | WeatherGlobalradiation_in49mAvg10Min_cnr4 | 200867687d0d1 | Atmosphäre |  | Globalstrahlung, In | Average |  | _cnr4 | Turm Hohes Holz | Rg_1_1_1 | swdown | -50 | 1300 | 0 | 1300 | Albedo TDR Rn | SWDRspn1 PARD50 |  | 652261.8 | 5772996.3 |  | 20 | 50 | maintenance | man_flag | undef | limits | constant length=120m eps=0.05 thmin=50 | compare vars='SWDRspn1' diffmin=100 | Heating_CNR4 off | RH50HMP flagged2 |  | compare thres_CNR4_SPN1=50 | VGL mit SWDRspn1 aus auf Monatsbasis Vorjahr um Degradierung zu detektieren | Heating_CNR4 off | Flag 4: Konstanz nicht möglich bei >50W/m2, Wert prüfen 0.5W/m2
short wave radiation (out - CNR4) | 443 |  | 49 |  |  |  | 2014-06-04 17:40 |  | T1 | CR3T1_T1_YYYY_MM_DD_hhmm.level1.csv | SWUR | SWUR | W/m**2 | SWUR [W/m**2] | SW_OUT_1_1_1 | WeatherGlobalradiation_reflected49mAvg10Min_cnr4 | 200867687d0d1 | Atmosphäre |  | Globalstrahlung, reflektiert | Average |  | _cnr4 | Turm Hohes Holz |  |  | -100 | 1100 | 0 | 1100 | Albedo TUR Rn |  |  | 652261.8 | 5772996.3 |  | 20 | 50 | maintenance | man_flag | undef | limits | constant length=120m eps=0.05 thmin=50 |  | Heating_CNR4 off | RH50HMP flagged2 |  |  |  | Heating_CNR4 off
snow depth / vegetation height | 444 |  | 2 |  |  |  | 2014-06-19 17:50 |  | T3 | CR1T3_T3_YYYY_MM_DD_hhmm.level1.csv | Snowheight | snowheight | m | snowheight [m] |  | WeatherPrecipitationheight_snow2mAvg10Min | 7565ad123bdea | Atmosphäre |  | Niederschlagshöhe, Schnee | Average |  |  | Turm Hohes Holz |  |  | 0.02 | 0.8 |  |  | snowdiag |  |  | 652261.8 | 5772996.3 |  | 70 | 90 | Flag_0: maintenance; Flag_1: man_flag; Flag_2: undef; Flag_3: limits; Flag_4: derived
sap flow tree 185 north-west 1st installation 2019 |  |  | 1.3 |  | oak | 35.18 | 2019-04-03 13:30 |  | T5 | CR1T5_T5_YYYY_MM_DD_hhmm.level1.csv | SF185_20_N_1 | SF185_20_NW_1 | mV | SF185_20_NW_1 [mV] | [9 empty] | tree_185 |  |  | 0.1 | 0.75 | [5 empty] | 652237.8291 | 5772970.396 |  |  |  | Flag_0: maintenance; Flag_1: man_flag; Flag_2: undef; Flag_3: limits; Flag_4: mvdiff_max=0.05
sap flow tree 185 north-west 2nd installation 2019 |  |  | 1.3 |  | oak | 35.18 | 2019-04-03 13:30 |  | T5 | CR1T5_T5_YYYY_MM_DD_hhmm.level1.csv | SF185_20_N_2 | SF185_20_NW_2 | mV | SF185_20_NW_2 [mV] | [9 empty] | tree_185 |  |  | 0.1 | 0.75 | [5 empty] | 652237.8291 | 5772970.396 |  |  |  | Flag_0: maintenance; Flag_1: man_flag; Flag_2: undef; Flag_3: limits; Flag_4: mvdiff_max=0.05
sap flow tree 190 north-north-west 1st installation 2019 |  |  | 1.3 |  | oak | 38.12 | 2019-04-03 13:30 |  | T5 | CR1T5_T5_YYYY_MM_DD_hhmm.level1.csv | SF190_20_N_1 | SF190_20_NNW_1 | mV | SF190_20_NNW_1 [mV] | [9 empty] | tree_190 |  |  | 0.1 | 0.75 | [5 empty] | 652247.5609 | 5772959.186 |  |  |  | Flag_0: maintenance; Flag_1: man_flag; Flag_2: undef; Flag_3: limits; Flag_4: mvdiff_max=0.05
sap flow tree 190 north-north-west 2nd installation 2019 |  |  | 1.3 |  | oak | 38.12 | 2019-04-03 13:30 |  | T5 | CR1T5_T5_YYYY_MM_DD_hhmm.level1.csv | SF190_20_N_2 | SF190_20_NNW_2 | mV | SF190_20_NNW_2 [mV] | [9 empty] | tree_190 |  |  | 0.1 | 0.75 | [5 empty] | 652247.5609 | 5772959.186 |  |  |  | Flag_0: maintenance; Flag_1: man_flag; Flag_2: undef; Flag_3: limits; Flag_4: mvdiff_max=0.05
sap flow tree 192 west-north-west 1st installation 2019 |  |  | 1.3 |  | hornbeam | 22.9 | 2019-04-03 13:30 |  | T5 | CR1T5_T5_YYYY_MM_DD_hhmm.level1.csv | SF192_20_N_1 | SF192_20_WNW_1 | mV | SF192_20_WNW_1 [mV] | [12 empty] | 0.1 | 0.75 | [5 empty] | 652249.1769 | 5772969.671 |  |  |  | Flag_0: maintenance; Flag_1: man_flag; Flag_2: undef; Flag_3: limits; Flag_4: mvdiff_max=0.05
sap flow tree 192 west-north-west 2nd installation 2019 |  |  | 1.3 |  | hornbeam | 22.9 | 2019-04-03 13:30 |  | T5 | CR1T5_T5_YYYY_MM_DD_hhmm.level1.csv | SF192_20_N_2 | SF192_20_WNW_2 | mV | SF192_20_WNW_2 [mV] | [12 empty] | 0.1 | 0.75 | [5 empty] | 652249.1769 | 5772969.671 |  |  |  | Flag_0: maintenance; Flag_1: man_flag; Flag_2: undef; Flag_3: limits; Flag_4: mvdiff_max=0.05
sap flow tree 194 north 1st installation 2019 |  |  | 1.3 |  | oak | 58.6 | 2019-04-03 13:30 |  | T5 | CR1T5_T5_YYYY_MM_DD_hhmm.level1.csv | SF194_20_N_1 | SF194_20_N_1 | mV | SF194_20_N_1 [mV] | [12 empty] | 0.1 | 0.75 | [5 empty] | 652243.19 | 5772972.739 |  |  |  | Flag_0: maintenance; Flag_1: man_flag; Flag_2: undef; Flag_3: limits; Flag_4: mvdiff_max=0.05
sap flow tree 194 north 2nd installation 2019 |  |  | 1.3 |  | oak | 58.6 | 2019-04-03 13:30 |  | T5 | CR1T5_T5_YYYY_MM_DD_hhmm.level1.csv | SF194_20_N_2 | SF194_20_N_2 | mV | SF194_20_N_2 [mV] | [12 empty] | 0.1 | 0.75 | [5 empty] | 652243.19 | 5772972.739 |  |  |  | Flag_0: maintenance; Flag_1: man_flag; Flag_2: undef; Flag_3: limits; Flag_4: mvdiff_max=0.05
sap flow tree 301 north-north-east 1st installation 2019 |  |  | 1.3 |  | oak | 65.9 | 2019-04-03 13:30 |  | T5 | CR1T5_T5_YYYY_MM_DD_hhmm.level1.csv | SF301_20_N_1 | SF301_20_NNE_1 | mV | SF301_20_NNE_1 [mV] | [9 empty] | tree_301 |  |  | 0.1 | 0.75 | [5 empty] | 652232.656 | 5772954.096 |  |  |  | Flag_0: maintenance; Flag_1: man_flag; Flag_2: undef; Flag_3: limits; Flag_4: mvdiff_max=0.05
sap flow tree 301 north-north-east 2nd installation 2019 |  |  | 1.3 |  | oak | 65.9 | 2019-04-03 13:30 |  | T5 | CR1T5_T5_YYYY_MM_DD_hhmm.level1.csv | SF301_20_N_2 | SF301_20_NNE_2 | mV | SF301_20_NNE_2 [mV] | [9 empty] | tree_301 |  |  | 0.1 | 0.75 | [5 empty] | 652232.656 | 5772954.096 |  |  |  | Flag_0: maintenance; Flag_1: man_flag; Flag_2: undef; Flag_3: limits; Flag_4: mvdiff_max=0.05
throughfall trough 3-by fault |  |  | 1.3 |  |  |  | 2019-04-17 13:30 | 2019-04-17 15:30 | BC1 | CR1BC1_BC1_YYYY_MM_DD_hhmm.level1.csv | TF_BC1_03_Tot | dummya |  | dummya [] | [24 empty] | Flag_0: maintenance; Flag_1: man_flag; Flag_2: undef
throughfall trough 4-by fault |  |  | 1.3 |  |  |  | 2019-04-17 13:30 | 2019-04-17 15:30 | BC1 | CR1BC1_BC1_YYYY_MM_DD_hhmm.level1.csv | TF_BC1_04_Tot | dummyb |  | dummyb [] | [24 empty] | Flag_0: maintenance; Flag_1: man_flag; Flag_2: undef
soil heat flux 1-0.05m | 445 |  | 0.05 |  |  |  | 2013-04-04 11:00 |  | T5 | CR1T5_T5_YYYY_MM_DD_hhmm.level1.csv | SHF01 | SHF01a | W/m**2 | SHF01a [W/m**2] |  | SoilEnergyflux0_05mAvg10Min_1a | e3e82563bb50b | Pedosphäre |  | Energiestrom | Average |  | _1a | profile a | SHF_1_1_1 | gsoil01 | -200 | 200 |  |  | SHFm, SHF01a_fin |  |  | 652246.6 | 5772967.9 |  | 20 | 50 | Flag_0: maintenance; Flag_1: man_flag; Flag_2: undef; Flag_3: limits; Flag_5: constant length=12h eps=0.0001; Flag_6: MAD deriv=0 z=7 length=180d; Alert_1: constant length=5h eps=0.0001
soil heat flux 2-0.05m | 446 |  | 0.05 |  |  |  | 2013-04-04 11:00 |  | T5 | CR1T5_T5_YYYY_MM_DD_hhmm.level1.csv | SHF02 | SHF02b | W/m**2 | SHF02b [W/m**2] |  | SoilEnergyflux0_05mAvg10Min_2b | e3e82563bb50b | Pedosphäre |  | Energiestrom | Average |  | _2b | profile b | SHF_2_1_1 | gsoil02 | -200 | 200 |  |  | SHFm, SHF02b_fin |  |  | 652247.6 | 5772981.9 |  | 20 | 50 | Flag_0: maintenance; Flag_1: man_flag; Flag_2: undef; Flag_3: limits; Flag_5: constant length=12h eps=0.0001; Flag_6: MAD deriv=0 z=7 length=180d
soil heat flux 3-0.05m | 447 |  | 0.05 |  |  |  | 2014-06-18 17:40 |  | BC1 | CR1BC1_BC1_YYYY_MM_DD_hhmm.level1.csv | SHF03 | SHF03 | W/m**2 | SHF03 [W/m**2] |  | SoilEnergyflux0_05mAvg10Min_3 | 24486bf65bad3 | Pedosphäre |  | Energiestrom | Average |  | _3 | soil heat flux 03_1 | SHF_3_1_1 | gsoil03 | -200 | 200 |  |  | SHFm, SHF03_fin | SHF06 |  | 652253.7 | 5772979.8 |  | 20 | 50 | Flag_0: maintenance; Flag_1: man_flag; Flag_2: undef; Flag_3: limits; Flag_5: constant length=12h eps=0.0001; Flag_6: MAD deriv=0 z=7 length=180d
soil heat flux 3-0.05m | 448 |  | 0.05 |  |  |  | 2013-04-04 11:00 | 2014-04-04 07:50 | T5 | CR1T5_T5_YYYY_MM_DD_hhmm.level1.csv | SHF03 | SHF03 | W/m**2 | SHF03 [W/m**2] |  | SoilEnergyflux0_05mAvg10Min_3 | e3e82563bb50b | Pedosphäre |  | Energiestrom | Average |  | _3 | soil heat flux 03_2 | SHF_3_1_1 | gsoil03 | -200 | 200 |  |  | SHFm, SHF03_fin |  | moved from T5 to BC1 | 652245.9224 | 5773021.3514 |  | 20 | 50 | Flag_0: maintenance; Flag_1: man_flag; Flag_2: undef; Flag_3: limits; Flag_5: constant length=12h eps=0.0001; Flag_6: MAD deriv=0 z=7 length=180d
soil heat flux 4-0.05m | 449 |  | 0.05 |  |  |  | 2013-04-04 11:00 |  | T5 | CR1T5_T5_YYYY_MM_DD_hhmm.level1.csv | SHFsc04 | SHF04 | W/m**2 | SHF04 [W/m**2] |  | SoilEnergyflux0_05mAvg10Min_4 | e3e82563bb50b | Pedosphäre |  | Energiestrom | Average |  | _4 | soil heat flux 04 | SHF_4_1_1 | gsoil04 | -200 | 200 |  |  | SHFm, SHF04_fin |  |  | 652239.4136 | 5772981.6242 |  | 20 | 50 | Flag_0: maintenance; Flag_1: man_flag; Flag_2: undef; Flag_3: limits; Flag_4: remove 3 values after calibration; Flag_5: constant length=12h eps=0.0001; Flag_6: MAD deriv=0 z=7 length=180d
soil heat flux 5-0.05m | 450 |  | 0.05 |  |  |  | 2013-04-04 11:00 |  | T5 | CR1T5_T5_YYYY_MM_DD_hhmm.level1.csv | SHFsc05 | SHF05 | W/m**2 | SHF05 [W/m**2] |  | SoilEnergyflux0_05mAvg10Min_5 | e3e82563bb50b | Pedosphäre |  | Energiestrom | Average |  | _5 | soil heat flux 05 | SHF_5_1_1 | gsoil05 | -200 | 200 |  |  | SHFm, SHF05_fin |  | suspect values directly after calibration to be removed | 652253.0264 | 5772973.8454 |  | 20 | 50 | Flag_0: maintenance; Flag_1: man_flag; Flag_2: undef; Flag_3: limits; Flag_4: remove 3 values after calibration; Flag_5: constant length=12h eps=0.0001; Flag_6: MAD deriv=0 z=7 length=180d
soil heat flux 6-0.05m | 451 |  | 0.05 |  |  |  | 2014-06-18 17:40 |  | BC1 | CR1BC1_BC1_YYYY_MM_DD_hhmm.level1.csv | SHFsc06 | SHF06 | W/m**2 | SHF06 [W/m**2] |  | SoilEnergyflux0_05mAvg10Min_6 | 24486bf65bad3 | Pedosphäre |  | Energiestrom | Average |  | _6 | soil heat flux 06_2 | SHF_6_1_1 | gsoil06 | -200 | 200 |  |  | SHFm, SHF06_fin | SHF03 | suspect values directly after calibration to be removed | 652237.072 | 5773016.7834 |  | 20 | 50 | Flag_0: maintenance; Flag_1: man_flag; Flag_2: undef; Flag_3: limits; Flag_4: remove 3 values after calibration; Flag_5: constant length=12h eps=0.0001; Flag_6: MAD deriv=0 z=7 length=180d
soil heat flux 6-0.05m | 452 |  | 0.05 |  |  |  | 2013-04-04 11:00 | 2014-04-04 07:50 | T5 | CR1T5_T5_YYYY_MM_DD_hhmm.level1.csv | SHFsc06 | SHF06 | W/m**2 | SHF06 [W/m**2] |  | SoilEnergyflux0_05mAvg10Min_6 | e3e82563bb50b | Pedosphäre |  | Energiestrom | Average |  | _6 | soil heat flux 06_1 | SHF_6_1_1 | gsoil06 | -200 | 200 |  |  | SHFm, SHF06_fin |  |  | 652238.6 | 5772971.6 |  | 20 | 50 | Flag_0: maintenance; Flag_1: man_flag; Flag_2: undef; Flag_3: limits; Flag_4: remove 3 values after calibration; Flag_5: constant length=12h eps=0.0001; Flag_6: MAD deriv=0 z=7 length=180d
soil heat flux plate heater logger BC1 | 453 |  | 0.05 |  |  |  | 2014-06-19 |  | BC1 | CR1BC1_BC1_YYYY_MM_DD_hhmm.level1.csv | Cal_heat_Tot | SHFheatBC1 |  | SHFheatBC1 [] |  | SoilHeatfluxheating0_05mAvg10Min_bc1 | 24486bf65bad3 | Pedosphäre |  | Heizung Bodenwärmestrom | Average |  | _bc1 | logger_BC1 | [9 empty] | 652243.2477 | 5773015.6705 |  |  |  | Flag_0: maintenance; Flag_1: man_flag; Flag_2: undef; Flag_3: limits
soil heat flux plates heater logger T5 | 454 |  | 0.05 |  |  |  | 2013-04-04 11:00 |  | T5 | CR1T5_T5_YYYY_MM_DD_hhmm.level1.csv | Cal_heat_Tot | SHFheatT5 |  | SHFheatT5 [] |  | SoilHeatfluxheating0_05mAvg10Min_t5 | e3e82563bb50b | Pedosphäre |  | Heizung Bodenwärmestrom | Average |  | _t5 | logger_T5 | [9 empty] | 652244.8 | 5772973.7 |  |  |  | Flag_0: maintenance; Flag_1: man_flag; Flag_2: undef; Flag_3: limits
soil moisture- 10cm- Profile a | 455 | Campbell CS616 | 0.1 |  |  |  | 2013-04-04 11:00 |  | T5 | CR1T5_T5_YYYY_MM_DD_hhmm.level1.csv | SMa010 | SMa010 | % | SMa010 [%] |  | SoilSoilmoisture0_1mAvg10Min_a | e3e82563bb50b | Pedosphäre |  | Bodenfeuchte | Average |  | _a | profile a |  | swc010 | 4 | 60 |  |  |  | SMb010 |  | 652246.6 | 5772967.9 |  | 20 | 50 | Flag_0: maintenance; Flag_1: man_flag; Flag_2: undef; Flag_3: limits; Flag_4: constant length=24h eps=0.0001
soil moisture- 10cm- Profile b | 456 | Campbell CS616 | 0.1 |  |  |  | 2013-04-04 11:00 |  | T5 | CR1T5_T5_YYYY_MM_DD_hhmm.level1.csv | SMb010 | SMb010 | % | SMb010 [%] |  | SoilSoilmoisture0_1mAvg10Min_b | e3e82563bb50b | Pedosphäre |  | Bodenfeuchte | Average |  | _b | profile b |  | swc010 | 4 | 60 |  |  |  | SMa010 |  | 652247.6 | 5772981.9 |  | 20 | 50 | Flag_0: maintenance; Flag_1: man_flag; Flag_2: undef; Flag_3: limits; Flag_4: constant length=24h eps=0.0001
soil moisture- 20cm- Profile a | 457 | Campbell CS616 | 0.2 |  |  |  | 2013-04-04 11:00 |  | T5 | CR1T5_T5_YYYY_MM_DD_hhmm.level1.csv | SMa020 | SMa020 | % | SMa020 [%] |  | SoilSoilmoisture0_2mAvg10Min_a | e3e82563bb50b | Pedosphäre |  | Bodenfeuchte | Average |  | _a | profile a |  | swc020 | 5 | 60 |  |  |  | SMb020 |  | 652246.6 | 5772967.9 |  | 20 | 50 | Flag_0: maintenance; Flag_1: man_flag; Flag_2: undef; Flag_3: limits; Flag_4: constant length=36h eps=0.0001
soil moisture- 20cm- Profile b | 458 | Campbell CS616 | 0.2 |  |  |  | 2013-04-04 11:00 |  | T5 | CR1T5_T5_YYYY_MM_DD_hhmm.level1.csv | SMb020 | SMb020 | % | SMb020 [%] |  | SoilSoilmoisture0_2mAvg10Min_b | e3e82563bb50b | Pedosphäre |  | Bodenfeuchte | Average |  | _b | profile b |  | swc020 | 5 | 60 |  |  |  | SMa020 |  | 652247.6 | 5772981.9 |  | 20 | 50 | Flag_0: maintenance; Flag_1: man_flag; Flag_2: undef; Flag_3: limits; Flag_4: constant length=24h eps=0.0001
soil moisture- 30cm- Profile a | 459 | Campbell CS616 | 0.3 |  |  |  | 2013-04-04 11:00 |  | T5 | CR1T5_T5_YYYY_MM_DD_hhmm.level1.csv | SMa030 | SMa030 | % | SMa030 [%] |  | SoilSoilmoisture0_3mAvg10Min_a | e3e82563bb50b | Pedosphäre |  | Bodenfeuchte | Average |  | _a | profile a |  | swc030 | 5 | 60 |  |  |  | SMb030 |  | 652246.6 | 5772967.9 |  | 20 | 50 | Flag_0: maintenance; Flag_1: man_flag; Flag_2: undef; Flag_3: limits; Flag_4: constant length=36h eps=0.0001
soil moisture- 30cm- Profile b | 460 | Campbell CS616 | 0.3 |  |  |  | 2013-04-04 11:00 |  | T5 | CR1T5_T5_YYYY_MM_DD_hhmm.level1.csv | SMb030 | SMb030 | % | SMb030 [%] |  | SoilSoilmoisture0_3mAvg10Min_b | e3e82563bb50b | Pedosphäre |  | Bodenfeuchte | Average |  | _b | profile b |  | swc030 | 5 | 60 |  |  |  | SMa030 |  | 652247.6 | 5772981.9 |  | 20 | 50 | Flag_0: maintenance; Flag_1: man_flag; Flag_2: undef; Flag_3: limits; Flag_4: constant length=24h eps=0.0001
soil moisture- 40cm- Profile a | 461 | Campbell CS616 | 0.4 |  |  |  | 2013-04-04 11:00 |  | T5 | CR1T5_T5_YYYY_MM_DD_hhmm.level1.csv | SMa040 | SMa040 | % | SMa040 [%] |  | SoilSoilmoisture0_4mAvg10Min_a | e3e82563bb50b | Pedosphäre |  | Bodenfeuchte | Average |  | _a | profile a |  | swc040 | 5 | 60 |  |  |  | SMb040 |  | 652246.6 | 5772967.9 |  | 20 | 50 | Flag_0: maintenance; Flag_1: man_flag; Flag_2: undef; Flag_3: limits; Flag_4: constant length=36h eps=0.0001
soil moisture- 40cm- Profile b | 462 | Campbell CS616 | 0.4 |  |  |  | 2013-04-04 11:00 |  | T5 | CR1T5_T5_YYYY_MM_DD_hhmm.level1.csv | SMb040 | SMb040 | % | SMb040 [%] |  | SoilSoilmoisture0_4mAvg10Min_b | e3e82563bb50b | Pedosphäre |  | Bodenfeuchte | Average |  | _b | profile b |  | swc040 | 5 | 60 |  |  |  | SMa040 |  | 652247.6 | 5772981.9 |  | 20 | 50 | Flag_0: maintenance; Flag_1: man_flag; Flag_2: undef; Flag_3: limits; Flag_4: constant length=24h eps=0.0001
soil moisture- 50cm- Profile a | 463 | Campbell CS616 | 0.5 |  |  |  | 2013-04-04 11:00 |  | T5 | CR1T5_T5_YYYY_MM_DD_hhmm.level1.csv | SMa050 | SMa050 | % | SMa050 [%] |  | SoilSoilmoisture0_5mAvg10Min_a | e3e82563bb50b | Pedosphäre |  | Bodenfeuchte | Average |  | _a | profile a |  | swc050 | 5 | 60 |  |  |  | SMb050 |  | 652246.6 | 5772967.9 |  | 20 | 50 | Flag_0: maintenance; Flag_1: man_flag; Flag_2: undef; Flag_3: limits; Flag_4: constant length=24h eps=0.0001
soil moisture- 50cm- Profile b | 464 | Campbell CS616 | 0.5 |  |  |  | 2013-04-04 11:00 |  | T5 | CR1T5_T5_YYYY_MM_DD_hhmm.level1.csv | SMb050 | SMb050 | % | SMb050 [%] |  | SoilSoilmoisture0_5mAvg10Min_b | e3e82563bb50b | Pedosphäre |  | Bodenfeuchte | Average |  | _b | profile b |  | swc050 | 5 | 60 |  |  |  | SMa050 |  | 652247.6 | 5772981.9 |  | 20 | 50 | Flag_0: maintenance; Flag_1: man_flag; Flag_2: undef; Flag_3: limits; Flag_4: constant length=24h eps=0.0001
soil moisture- 80cm- Profile a | 465 | Campbell CS616 | 0.8 |  |  |  | 2013-04-04 11:00 |  | T5 | CR1T5_T5_YYYY_MM_DD_hhmm.level1.csv | SMa100 | SMa080 | % | SMa080 [%] |  | SoilSoilmoisture0_8mAvg10Min_a | e3e82563bb50b | Pedosphäre |  | Bodenfeuchte | Average |  | _a | profile a |  | swc080 | 5 | 60 |  |  |  | SMb080 |  | 652246.6 | 5772967.9 |  | 20 | 50 | Flag_0: maintenance; Flag_1: man_flag; Flag_2: undef; Flag_3: limits; Flag_4: constant length=24h eps=0.0001
soil moisture- 80cm- Profile b | 466 | Campbell CS616 | 0.8 |  |  |  | 2013-04-04 11:00 |  | T5 | CR1T5_T5_YYYY_MM_DD_hhmm.level1.csv | SMb100 | SMb080 | % | SMb080 [%] |  | SoilSoilmoisture0_8mAvg10Min_b | e3e82563bb50b | Pedosphäre |  | Bodenfeuchte | Average |  | _b | profile b |  | swc080 | 5 | 60 |  |  |  | SMa080 |  | 652247.6 | 5772981.9 |  | 20 | 50 | Flag_0: maintenance; Flag_1: man_flag; Flag_2: undef; Flag_3: limits; Flag_4: constant length=24h eps=0.0001
soil moisture SRchamber01 10cm depth | 467 | Campbell CS616 | 0.1 |  |  |  | 2013-04-04 11:00 | 2014-06-02 15:10 | T5 | CR1T5_T5_YYYY_MM_DD_hhmm.level1.csv | SMSR01 | SMSR01 | % | SMSR01 [%] |  | SoilSoilmoisture0_1mAvg10Min_sr01 | e3e82563bb50b | Pedosphäre |  | Bodenfeuchte | Average |  | _sr01 | SR01 | [9 empty] | 652257.0357 | 5772972.8153 |  |  |  | Flag_0: maintenance; Flag_1: man_flag; Flag_2: undef; Flag_3: limits; Flag_4: constant length=24h eps=0.0001
soil moisture SRchamber01 30cm depth | 468 | Campbell CS616 | 0.3 |  |  |  | 2013-04-04 11:00 | 2014-06-02 15:10 | T5 | CR1T5_T5_YYYY_MM_DD_hhmm.level1.csv | SMSR02 | SMSR02 | % | SMSR02 [%] |  | SoilSoilmoisture0_3mAvg10Min_sr01 | e3e82563bb50b | Pedosphäre |  | Bodenfeuchte | Average |  | _sr01 | SR01 | [9 empty] | 652257.0357 | 5772972.8153 |  |  |  | Flag_0: maintenance; Flag_1: man_flag; Flag_2: undef; Flag_3: limits; Flag_4: constant length=24h eps=0.0001
soil moisture SRchamber02 10cm depth | 469 | Campbell CS616 | 0.1 |  |  |  | 2013-04-04 11:00 | 2014-06-02 15:10 | T5 | CR1T5_T5_YYYY_MM_DD_hhmm.level1.csv | SMSR03 | SMSR03 | % | SMSR03 [%] |  | SoilSoilmoisture0_1mAvg10Min_sr02 | e3e82563bb50b | Pedosphäre |  | Bodenfeuchte | Average |  | _sr02 | SR02 | [9 empty] | 652243.7403 | 5772963.0257 |  |  |  | Flag_0: maintenance; Flag_1: man_flag; Flag_2: undef; Flag_3: limits; Flag_4: constant length=24h eps=0.0001
soil moisture SRchamber02 30cm depth | 470 | Campbell CS616 | 0.3 |  |  |  | 2013-04-04 11:00 | 2014-06-02 15:10 | T5 | CR1T5_T5_YYYY_MM_DD_hhmm.level1.csv | SMSR04 | SMSR04 | % | SMSR04 [%] |  | SoilSoilmoisture0_3mAvg10Min_sr02 | e3e82563bb50b | Pedosphäre |  | Bodenfeuchte | Average |  | _sr02 | SR02 | [9 empty] | 652243.7403 | 5772963.0257 |  |  |  | Flag_0: maintenance; Flag_1: man_flag; Flag_2: undef; Flag_3: limits; Flag_4: constant length=24h eps=0.0001
soil moisture SRchamber03 10cm depth | 471 | Campbell CS616 | 0.1 |  |  |  | 2013-04-04 11:00 | 2014-06-02 15:10 | T5 | CR1T5_T5_YYYY_MM_DD_hhmm.level1.csv | SMSR05 | SMSR05 | % | SMSR05 [%] |  | SoilSoilmoisture0_1mAvg10Min_sr03 | e3e82563bb50b | Pedosphäre |  | Bodenfeuchte | Average |  | _sr03 | SR03 | [9 empty] | 652241.6898 | 5772986.706 |  |  |  | Flag_0: maintenance; Flag_1: man_flag; Flag_2: undef; Flag_3: limits; Flag_4: constant length=24h eps=0.0001
soil moisture SRchamber03 30cm depth | 472 | Campbell CS616 | 0.3 |  |  |  | 2013-04-04 11:00 | 2014-06-02 15:10 | T5 | CR1T5_T5_YYYY_MM_DD_hhmm.level1.csv | SMSR06 | SMSR06 | % | SMSR06 [%] |  | SoilSoilmoisture0_3mAvg10Min_sr03 | e3e82563bb50b | Pedosphäre |  | Bodenfeuchte | Average |  | _sr03 | SR03 | [9 empty] | 652241.6898 | 5772986.706 |  |  |  | Flag_0: maintenance; Flag_1: man_flag; Flag_2: undef; Flag_3: limits; Flag_4: constant length=24h eps=0.0001
soil moisture SRchamber04 10cm depth | 473 | Campbell CS616 | 0.1 |  |  |  | 2013-04-04 11:00 | 2014-06-02 15:10 | T5 | CR1T5_T5_YYYY_MM_DD_hhmm.level1.csv | SMSR07 | SMSR07 | % | SMSR07 [%] |  | SoilSoilmoisture0_1mAvg10Min_sr04 | e3e82563bb50b | Pedosphäre |  | Bodenfeuchte | Average |  | _sr04 | SR04 | [9 empty] | 652233.62 | 5772974.7336 |  |  |  | Flag_0: maintenance; Flag_1: man_flag; Flag_2: undef; Flag_3: limits; Flag_4: constant length=24h eps=0.0001
soil moisture SRchamber04 30cm depth | 474 | Campbell CS616 | 0.3 |  |  |  | 2013-04-04 11:00 | 2014-06-02 15:10 | T5 | CR1T5_T5_YYYY_MM_DD_hhmm.level1.csv | SMSR08 | SMSR08 | % | SMSR08 [%] |  | SoilSoilmoisture0_3mAvg10Min_sr04 | e3e82563bb50b | Pedosphäre |  | Bodenfeuchte | Average |  | _sr04 | SR04 | [9 empty] | 652233.62 | 5772974.7336 |  |  |  | Flag_0: maintenance; Flag_1: man_flag; Flag_2: undef; Flag_3: limits; Flag_4: constant length=24h eps=0.0001
soil temperature- 10cm- Profile a | 475 |  | 0.1 |  |  |  | 2013-04-04 11:00 |  | T5 | CR1T5_T5_YYYY_MM_DD_hhmm.level1.csv | STa010 | STa010 | degC | STa010 [degC] |  | SoilSoiltemperature0_1mAvg10Min_a | e3e82563bb50b | Pedosphäre |  | Bodentemperatur | Average |  | _a | profile a |  |  | -25 | 50 |  |  |  | STb010 |  | 652246.6 | 5772967.9 |  | 10 | 50 | Flag_0: maintenance; Flag_1: man_flag; Flag_2: undef; Flag_3: limits; Flag_4: constant length=12h eps=0.001; Alert_1: compare close sensors; Alert_2: constant length=5h eps=0.0001
soil temperature- 10cm- Profile b | 476 |  | 0.1 |  |  |  | 2013-04-04 11:00 |  | T5 | CR1T5_T5_YYYY_MM_DD_hhmm.level1.csv | STb010 | STb010 | degC | STb010 [degC] |  | SoilSoiltemperature0_1mAvg10Min_b | e3e82563bb50b | Pedosphäre |  | Bodentemperatur | Average |  | _b | profile b |  |  | -25 | 50 |  |  |  | STa010 |  | 652247.6 | 5772981.9 |  | 10 | 50 | Flag_0: maintenance; Flag_1: man_flag; Flag_2: undef; Flag_3: limits; Flag_4: constant length=24h eps=0.001; Alert_1: compare close sensors; Alert_2: constant length=5h eps=0.0001
soil temperature- 20cm- Profile a | 477 |  | 0.2 |  |  |  | 2013-04-04 11:00 |  | T5 | CR1T5_T5_YYYY_MM_DD_hhmm.level1.csv | STa020 | STa020 | degC | STa020 [degC] |  | SoilSoiltemperature0_2mAvg10Min_a | e3e82563bb50b | Pedosphäre |  | Bodentemperatur | Average |  | _a | profile a |  |  | -25 | 50 |  |  |  | STb020 |  | 652246.6 | 5772967.9 |  | 20 | 50 | Flag_0: maintenance; Flag_1: man_flag; Flag_2: undef; Flag_3: limits; Flag_4: constant length=24h eps=0.001; Alert_1: compare close sensors; Alert_2: constant length=5h eps=0.0001
soil temperature- 20cm- Profile b | 478 |  | 0.2 |  |  |  | 2013-04-04 11:00 |  | T5 | CR1T5_T5_YYYY_MM_DD_hhmm.level1.csv | STb020 | STb020 | degC | STb020 [degC] |  | SoilSoiltemperature0_2mAvg10Min_b | e3e82563bb50b | Pedosphäre |  | Bodentemperatur | Average |  | _b | profile b |  |  | -25 | 50 |  |  |  | STa020 |  | 652247.6 | 5772981.9 |  | 20 | 50 | Flag_0: maintenance; Flag_1: man_flag; Flag_2: undef; Flag_3: limits; Flag_4: constant length=24h eps=0.001; Alert_1: compare close sensors; Alert_2: constant length=5h eps=0.0001
soil temperature- 30cm- Profile a | 479 |  | 0.3 |  |  |  | 2013-04-04 11:00 |  | T5 | CR1T5_T5_YYYY_MM_DD_hhmm.level1.csv | STa030 | STa030 | degC | STa030 [degC] |  | SoilSoiltemperature0_3mAvg10Min_a | e3e82563bb50b | Pedosphäre |  | Bodentemperatur | Average |  | _a | profile a |  |  | -25 | 50 |  |  |  | STb030 |  | 652246.6 | 5772967.9 |  | 20 | 50 | Flag_0: maintenance; Flag_1: man_flag; Flag_2: undef; Flag_3: limits; Flag_4: constant length=12h eps=0.001; Alert_1: compare close sensors; Alert_2: constant length=5h eps=0.0001
soil temperature- 30cm- Profile b | 480 |  | 0.3 |  |  |  | 2013-04-04 11:00 |  | T5 | CR1T5_T5_YYYY_MM_DD_hhmm.level1.csv | STb030 | STb030 | degC | STb030 [degC] |  | SoilSoiltemperature0_3mAvg10Min_b | e3e82563bb50b | Pedosphäre |  | Bodentemperatur | Average |  | _b | profile b |  |  | -25 | 50 |  |  |  | STa030 |  | 652247.6 | 5772981.9 |  | 20 | 50 | Flag_0: maintenance; Flag_1: man_flag; Flag_2: undef; Flag_3: limits; Flag_4: constant length=24h eps=0.001; Alert_1: compare close sensors; Alert_2: constant length=5h eps=0.0001
soil temperature- 3cm- HFP01 | 481 |  | 0.03 |  |  |  | 2013-04-04 11:00 |  | T5 | CR1T5_T5_YYYY_MM_DD_hhmm.level1.csv | STHF01 | STHF01a | degC | STHF01a [degC] |  | SoilSoiltemperature0_03mAvg10Min_shf01a | e3e82563bb50b | Pedosphäre |  | Bodentemperatur | Average |  | _shf01a | profile a |  |  | -25 | 50 |  |  |  | STHF02b STHF03 STHF04 STHF05 STHF06 STa005 STb005 |  | 652246.6 | 5772967.9 |  | 10 | 50 | Flag_0: maintenance; Flag_1: man_flag; Flag_2: undef; Flag_3: limits; Flag_4: constant length=24h eps=0.001; Alert_1: compare close sensors; Alert_2: constant length=5h eps=0.0001
soil temperature- 3cm- HFP02 | 482 |  | 0.03 |  |  |  | 2013-04-04 11:00 |  | T5 | CR1T5_T5_YYYY_MM_DD_hhmm.level1.csv | STHF02 | STHF02b | degC | STHF02b [degC] |  | SoilSoiltemperature0_03mAvg10Min_shf02b | e3e82563bb50b | Pedosphäre |  | Bodentemperatur | Average |  | _shf02b | profile b |  |  | -25 | 50 |  |  |  | STHF01a STHF03 STHF04 STHF05 STHF06 STa005 STb005 |  | 652247.6 | 5772981.9 |  | 10 | 50 | Flag_0: maintenance; Flag_1: man_flag; Flag_2: undef; Flag_3: limits; Flag_4: constant length=24h eps=0.001; Alert_1: compare close sensors; Alert_2: constant length=5h eps=0.0001
soil temperature- 3cm- HFP03 | 483 |  | 0.03 |  |  |  | 2014-06-18 17:40 |  | BC1 | CR1BC1_BC1_YYYY_MM_DD_hhmm.level1.csv | STHF03 | STHF03 | degC | STHF03 [degC] |  | SoilSoiltemperature0_03mAvg10Min_shf03 | 24486bf65bad3 | Pedosphäre |  | Bodentemperatur | Average |  | _shf03 | soil heat flux 03_2 |  |  | -25 | 50 |  |  |  | STHF01a STHF02b STHF04 STHF05 STHF06 STa005 STb005 |  | 652245.9224 | 5773021.3514 |  | 10 | 50 | Flag_0: maintenance; Flag_1: man_flag; Flag_2: undef; Flag_3: limits; Flag_4: constant length=24h eps=0.001; Alert_1: compare close sensors; Alert_2: constant length=5h eps=0.0001
soil temperature- 3cm- HFP03 | 484 |  | 0.03 |  |  |  | 2013-04-04 11:00 | 2014-04-04 07:50 | T5 | CR1T5_T5_YYYY_MM_DD_hhmm.level1.csv | STHF03 | STHF03 | degC | STHF03 [degC] |  | SoilSoiltemperature0_03mAvg10Min_shf03 | e3e82563bb50b | Pedosphäre |  | Bodentemperatur | Average |  | _shf03 | soil heat flux 03_1 |  |  | -25 | 50 |  |  |  | STHF01a STHF02b STHF04 STHF05 STHF06 STa005 STb005 |  | 652253.7 | 5772979.8 |  | 10 | 50 | Flag_0: maintenance; Flag_1: man_flag; Flag_2: undef; Flag_3: limits; Flag_4: constant length=24h eps=0.001; Alert_1: compare close sensors; Alert_2: constant length=5h eps=0.0001
soil temperature- 3cm- HFP04 | 485 |  | 0.03 |  |  |  | 2013-04-04 11:00 |  | T5 | CR1T5_T5_YYYY_MM_DD_hhmm.level1.csv | STHF04 | STHF04 | degC | STHF04 [degC] |  | SoilSoiltemperature0_03mAvg10Min_shf04 | e3e82563bb50b | Pedosphäre |  | Bodentemperatur | Average |  | _shf04 | soil heat flux 04 |  |  | -25 | 50 |  |  |  | STHF01a STHF02b STHF03 STHF05 STHF06 STa005 STb005 |  | 652239.4136 | 5772981.6242 |  | 10 | 50 | Flag_0: maintenance; Flag_1: man_flag; Flag_2: undef; Flag_3: limits; Flag_4: constant length=24h eps=0.001; Alert_1: compare close sensors; Alert_2: constant length=5h eps=0.0001
soil temperature- 3cm- HFP05 | 486 |  | 0.03 |  |  |  | 2013-04-04 11:00 |  | T5 | CR1T5_T5_YYYY_MM_DD_hhmm.level1.csv | STHF05 | STHF05 | degC | STHF05 [degC] |  | SoilSoiltemperature0_03mAvg10Min_shf05 | e3e82563bb50b | Pedosphäre |  | Bodentemperatur | Average |  | _shf05 | soil heat flux 05 |  |  | -25 | 50 |  |  |  | STHF01a STHF02b STHF03 STHF04 STHF06 STa005 STb005 |  | 652253.0264 | 5772973.8454 |  | 10 | 50 | Flag_0: maintenance; Flag_1: man_flag; Flag_2: undef; Flag_3: limits; Flag_4: constant length=24h eps=0.001; Alert_1: compare close sensors; Alert_2: constant length=5h eps=0.0001
soil temperature- 3cm- HFP06 | 487 |  | 0.03 |  |  |  | 2014-06-18 17:40 |  | BC1 | CR1BC1_BC1_YYYY_MM_DD_hhmm.level1.csv | STHFsc06 | STHF06 | degC | STHF06 [degC] |  | SoilSoiltemperature0_03mAvg10Min_shf06 | 24486bf65bad3 | Pedosphäre |  | Bodentemperatur | Average |  | _shf06 | soil heat flux 06_2 |  |  | -25 | 50 |  |  |  | STHF01a STHF02b STHF03 STHF04 STHF05 STa005 STb005 |  | 652237.072 | 5773016.7834 |  | 10 | 50 | Flag_0: maintenance; Flag_1: man_flag; Flag_2: undef; Flag_3: limits; Flag_4: constant length=24h eps=0.001; Alert_1: compare close sensors; Alert_2: constant length=5h eps=0.0001
soil temperature- 3cm- HFP06 | 488 |  | 0.03 |  |  |  | 2013-04-04 11:00 | 2014-04-04 07:50 | T5 | CR1T5_T5_YYYY_MM_DD_hhmm.level1.csv | STHFsc06 | STHF06 | degC | STHF06 [degC] |  | SoilSoiltemperature0_03mAvg10Min_shf06 | e3e82563bb50b | Pedosphäre |  | Bodentemperatur | Average |  | _shf06 | soil heat flux 06_1 |  |  | -25 | 50 |  |  |  | STHF01a STHF02b STHF03 STHF04 STHF05 STa005 STb005 |  | 652238.6 | 5772971.6 |  | 10 | 50 | Flag_0: maintenance; Flag_1: man_flag; Flag_2: undef; Flag_3: limits; Flag_4: constant length=24h eps=0.001; Alert_1: compare close sensors; Alert_2: constant length=5h eps=0.0001
soil temperature- 40cm- Profile a | 489 |  | 0.4 |  |  |  | 2013-04-04 11:00 |  | T5 | CR1T5_T5_YYYY_MM_DD_hhmm.level1.csv | STa040 | STa040 | degC | STa040 [degC] |  | SoilSoiltemperature0_4mAvg10Min_a | e3e82563bb50b | Pedosphäre |  | Bodentemperatur | Average |  | _a | profile a |  |  | -25 | 50 |  |  |  | STb040 |  | 652246.6 | 5772967.9 |  | 20 | 50 | Flag_0: maintenance; Flag_1: man_flag; Flag_2: undef; Flag_3: limits; Flag_4: constant length=24h eps=0.001; Alert_1: compare close sensors; Alert_2: constant length=5h eps=0.0001
soil temperature- 40cm- Profile b | 490 |  | 0.4 |  |  |  | 2013-04-04 11:00 |  | T5 | CR1T5_T5_YYYY_MM_DD_hhmm.level1.csv | STb040 | STb040 | degC | STb040 [degC] |  | SoilSoiltemperature0_4mAvg10Min_b | e3e82563bb50b | Pedosphäre |  | Bodentemperatur | Average |  | _b | profile b |  |  | -25 | 50 |  |  |  | STa040 |  | 652247.6 | 5772981.9 |  | 20 | 50 | Flag_0: maintenance; Flag_1: man_flag; Flag_2: undef; Flag_3: limits; Flag_4: constant length=24h eps=0.001; Alert_1: compare close sensors; Alert_2: constant length=5h eps=0.0001
soil temperature- 50cm- Profile a | 491 |  | 0.5 |  |  |  | 2013-04-04 11:00 |  | T5 | CR1T5_T5_YYYY_MM_DD_hhmm.level1.csv | STa050 | STa050 | degC | STa050 [degC] |  | SoilSoiltemperature0_5mAvg10Min_a | e3e82563bb50b | Pedosphäre |  | Bodentemperatur | Average |  | _a | profile a |  |  | -10 | 30 |  |  |  | STb050 |  | 652246.6 | 5772967.9 |  | 20 | 50 | Flag_0: maintenance; Flag_1: man_flag; Flag_2: undef; Flag_3: limits; Flag_4: constant length=48h eps=0.001; Alert_1: compare close sensors; Alert_2: constant length=5h eps=0.0001
soil temperature- 50cm- Profile b | 492 |  | 0.5 |  |  |  | 2013-04-04 11:00 |  | T5 | CR1T5_T5_YYYY_MM_DD_hhmm.level1.csv | STb050 | STb050 | degC | STb050 [degC] |  | SoilSoiltemperature0_5mAvg10Min_b | e3e82563bb50b | Pedosphäre |  | Bodentemperatur | Average |  | _b | profile b |  |  | -10 | 30 |  |  |  | STa050 |  | 652247.6 | 5772981.9 |  | 20 | 50 | Flag_0: maintenance; Flag_1: man_flag; Flag_2: undef; Flag_3: limits; Flag_4: constant length=48h eps=0.001; Alert_1: compare close sensors; Alert_2: constant length=5h eps=0.0001
soil temperature- 5cm- Profile a | 493 |  | 0.05 |  |  |  | 2013-04-04 11:00 |  | T5 | CR1T5_T5_YYYY_MM_DD_hhmm.level1.csv | STa005 | STa005 | degC | STa005 [degC] |  | SoilSoiltemperature0_05mAvg10Min_a | e3e82563bb50b | Pedosphäre |  | Bodentemperatur | Average |  | _a | profile a |  |  | -25 | 50 |  |  |  | STb005 |  | 652246.6 | 5772967.9 |  | 10 | 50 | Flag_0: maintenance; Flag_1: man_flag; Flag_2: undef; Flag_3: limits; Flag_4: constant length=24h eps=0.001; Alert_1: compare close sensors; Alert_2: constant length=5h eps=0.0001
soil temperature- 5cm- Profile b | 494 |  | 0.05 |  |  |  | 2013-04-04 11:00 |  | T5 | CR1T5_T5_YYYY_MM_DD_hhmm.level1.csv | STb005 | STb005 | degC | STb005 [degC] |  | SoilSoiltemperature0_05mAvg10Min_b | e3e82563bb50b | Pedosphäre |  | Bodentemperatur | Average |  | _b | profile b |  |  | -25 | 50 |  |  |  | STa005 |  | 652247.6 | 5772981.9 |  | 10 | 50 | Flag_0: maintenance; Flag_1: man_flag; Flag_2: undef; Flag_3: limits; Flag_4: constant length=24h eps=0.001; Alert_1: compare close sensors; Alert_2: constant length=5h eps=0.0001
soil temperature- 80cm- Profile a | 495 |  | 0.8 |  |  |  | 2013-04-04 11:00 |  | T5 | CR1T5_T5_YYYY_MM_DD_hhmm.level1.csv | STa100 | STa080 | degC | STa080 [degC] |  | SoilSoiltemperature0_8mAvg10Min_a | e3e82563bb50b | Pedosphäre |  | Bodentemperatur | Average |  | _a | profile a |  |  | -10 | 30 |  |  |  | STb080 |  | 652246.6 | 5772967.9 |  | 20 | 50 | Flag_0: maintenance; Flag_1: man_flag; Flag_2: undef; Flag_3: limits; Flag_4: constant length=48h eps=0.001; Alert_1: compare close sensors; Alert_2: constant length=5h eps=0.0001
soil temperature- 80cm- Profile b | 496 |  | 0.8 |  |  |  | 2013-04-04 11:00 |  | T5 | CR1T5_T5_YYYY_MM_DD_hhmm.level1.csv | STb100 | STb080 | degC | STb080 [degC] |  | SoilSoiltemperature0_8mAvg10Min_b | e3e82563bb50b | Pedosphäre |  | Bodentemperatur | Average |  | _b | profile b |  |  | -10 | 30 |  |  |  | STa080 |  | 652247.6 | 5772981.9 |  | 20 | 50 | Flag_0: maintenance; Flag_1: man_flag; Flag_2: undef; Flag_3: limits; Flag_4: constant length=48h eps=0.001; Alert_1: compare close sensors; Alert_2: constant length=5h eps=0.0001
specific humidity 50m from airpres50 Tair50HMP RH50HMP | 497 |  | 49 |  |  |  | 2014-06-26 13:50 |  | T1 | CR3T1_T1_YYYY_MM_DD_hhmm.level1.csv | derived | sh50 | g/kg | sh50 [g/kg] |  | WeatherSpecifichumidity49mAvg10Min | 200867687d0d1 | Atmosphäre |  | Spezifische Feuchte | Average |  |  | Turm Hohes Holz |  | qairm |  |  |  |  | airpres50 Tair50HMP RH50HMP |  |  | 652261.8 | 5772996.3 |  |  |  | Flag_0: maintenance; Flag_1: man_flag; Flag_2: undef; Flag_3: limits; Flag_4: derived
specific humidity 8m (from airpres08WXT Tair08 rH08) | 498 |  | 8 |  |  |  | 2014-06-20 09:20 |  | T3 | CR1T3_T3_YYYY_MM_DD_hhmm.level1.csv | derived | sh08 | g/kg | sh08 [g/kg] |  | WeatherSpecifichumidity8mAvg10Min | 7565ad123bdea | Atmosphäre |  | Spezifische Feuchte | Average |  |  | Turm Hohes Holz | [6 empty] | airpres08WXT Tair08PT RH08WXT |  |  | 652261.8 | 5772996.3 |  |  |  | Flag_0: maintenance; Flag_1: man_flag; Flag_2: undef; Flag_3: limits; Flag_4: derived
status for CNR4 heating | 499 |  | 49 |  |  |  | 2014-06-04 |  | T1 | CR3T1_T1_YYYY_MM_DD_hhmm.level1.csv | CNR4Heating | Heating_CNR4 | % | Heating_CNR4 [%] |  | DevicesImpulsescounts49mAvg10Min_cnr4 | 200867687d0d1 | Technische Parameter | Geräte | Impulse / Counts | Average |  | _cnr4 | Turm Hohes Holz | [9 empty] | 652261.8 | 5772996.3 |  |  |  | Flag_0: maintenance; Flag_1: man_flag; Flag_2: undef; Flag_3: limits
stem temperature tree 024- 3cm | 500 |  | 1.3 |  |  |  | 2013-01-29 15:10 |  | BC1 | CR1BC1_BC1_YYYY_MM_DD_hhmm.level1.csv | stemT_024_3 | stemT_024_3 | degC | stemT_024_3 [degC] |  | PlantsTrunktemperature1_3mAvg10Min_024_3 | 24486bf65bad3 | Biosphere |  | Stammtemperatur | Average |  | _024_3 | tree_024 |  |  | -25 | 50 |  |  |  | stemT_024_7 |  | 652255.8888 | 5773021.157 |  |  |  | maintenance | man_flag | undef | limits | constant length=12h eps=0.01 | MAD deriv=2 z=7 length=180d |  |  |  | compare close sensors delta=1.5 | constant length=5h eps=0.0001
stem temperature tree 024- 7cm | 501 |  | 1.3 |  |  |  | 2013-01-29 15:10 |  | BC1 | CR1BC1_BC1_YYYY_MM_DD_hhmm.level1.csv | stemT_024_7 | stemT_024_7 | degC | stemT_024_7 [degC] |  | PlantsTrunktemperature1_3mAvg10Min_024_7 | 24486bf65bad3 | Biosphere |  | Stammtemperatur | Average |  | _024_7 | tree_024 |  |  | -25 | 50 |  |  |  | stemT_024_3 |  | 652255.8888 | 5773021.157 |  |  |  | Flag_0: maintenance; Flag_1: man_flag; Flag_2: undef; Flag_3: limits; Flag_4: constant length=24h eps=0.01; Flag_5: MAD deriv=2 z=7 length=180d
stem temperature tree 032- 3cm | 502 |  | 1.3 |  |  |  | 2013-01-29 15:10 |  | BC1 | CR1BC1_BC1_YYYY_MM_DD_hhmm.level1.csv | stemT_032_3 | stemT_032_3 | degC | stemT_032_3 [degC] |  | PlantsTrunktemperature1_3mAvg10Min_032_3 | 24486bf65bad3 | Biosphere |  | Stammtemperatur | Average |  | _032_3 | tree_032 |  |  | -25 | 50 | [5 empty] | 652240.3695 | 5773016.98 |  |  |  | Flag_0: maintenance; Flag_1: man_flag; Flag_2: undef; Flag_3: limits; Flag_4: constant length=12h eps=0.01
stem temperature tree 032- 7cm | 503 |  | 1.3 |  |  |  | 2013-01-29 15:10 |  | BC1 | CR1BC1_BC1_YYYY_MM_DD_hhmm.level1.csv | stemT_032_7 | stemT_032_7 | degC | stemT_032_7 [degC] |  | PlantsTrunktemperature1_3mAvg10Min_032_7 | 24486bf65bad3 | Biosphere |  | Stammtemperatur | Average |  | _032_7 | tree_032 |  |  | -25 | 50 | [5 empty] | 652240.3695 | 5773016.98 |  |  |  | Flag_0: maintenance; Flag_1: man_flag; Flag_2: undef; Flag_3: limits; Flag_4: constant length=24h eps=0.01; Flag_5: MAD deriv=2 z=7 length=180d
stem temperature tree 033- 5cm | 504 |  | 1.3 |  |  |  | 2013-01-29 15:10 |  | BC1 | CR1BC1_BC1_YYYY_MM_DD_hhmm.level1.csv | stemT_033_5 | stemT_033_5 | degC | stemT_033_5 [degC] |  | PlantsTrunktemperature1_3mAvg10Min_033_5 | 24486bf65bad3 | Biosphere |  | Stammtemperatur | Average |  | _033_5 | tree_033 |  |  | -25 | 50 | [5 empty] | 652231.8431 | 5773023.309 |  |  |  | Flag_0: maintenance; Flag_1: man_flag; Flag_2: undef; Flag_3: limits; Flag_4: constant length=24h eps=0.01
stem temperature tree 033- 7cm | 505 |  | 1.3 |  |  |  | 2014-09-25 12:50 |  | BC1 | CR1BC1_BC1_YYYY_MM_DD_hhmm.level1.csv | stemT_033_7 | stemT_033_7 | degC | stemT_033_7 [degC] |  | PlantsTrunktemperature1_3mAvg10Min_033_7 | 24486bf65bad3 | Biosphere |  | Stammtemperatur | Average |  | _033_7 | tree_033 |  |  | -25 | 50 | [5 empty] | 652231.8431 | 5773023.309 |  |  |  | Flag_0: maintenance; Flag_1: man_flag; Flag_2: undef; Flag_3: limits; Flag_4: constant length=24h eps=0.01; Flag_5: MAD deriv=2 z=7 length=180d
stem temperature tree 034- 3cm | 506 |  | 1.3 |  |  |  | 2013-01-29 15:10 |  | BC1 | CR1BC1_BC1_YYYY_MM_DD_hhmm.level1.csv | stemT_034_3 | stemT_034_3 | degC | stemT_034_3 [degC] |  | PlantsTrunktemperature1_3mAvg10Min_034_3 | 24486bf65bad3 | Biosphere |  | Stammtemperatur | Average |  | _034_3 | tree_034 |  |  | -25 | 50 | [5 empty] | 652232.677 | 5773023.786 |  |  |  | Flag_0: maintenance; Flag_1: man_flag; Flag_2: undef; Flag_3: limits; Flag_4: constant length=12h eps=0.01
stem temperature tree 034- 7cm | 507 |  | 1.3 |  |  |  | 2013-01-29 15:10 |  | BC1 | CR1BC1_BC1_YYYY_MM_DD_hhmm.level1.csv | stemT_034_7 | stemT_034_7 | degC | stemT_034_7 [degC] |  | PlantsTrunktemperature1_3mAvg10Min_034_7 | 24486bf65bad3 | Biosphere |  | Stammtemperatur | Average |  | _034_7 | tree_034 |  |  | -25 | 50 | [5 empty] | 652232.677 | 5773023.786 |  |  |  | Flag_0: maintenance; Flag_1: man_flag; Flag_2: undef; Flag_3: limits; Flag_4: constant length=24h eps=0.01
stem temperature tree 036- 5cm | 508 |  | 1.3 |  |  |  | 2013-01-29 15:10 |  | BC2 | CR1BC2_BC2_YYYY_MM_DD_hhmm.level1.csv | stemT_036_5 | stemT_036_5 | degC | stemT_036_5 [degC] |  | PlantsTrunktemperature1_3mAvg10Min_036_5 | 46cb73dcff9bd | Biosphere |  | Stammtemperatur | Average |  | _036_5 | tree_036 |  |  | -25 | 50 | [5 empty] | 652233.9755 | 5773031.18 |  |  |  | Flag_0: maintenance; Flag_1: man_flag; Flag_2: undef; Flag_3: limits; Flag_4: constant length=24h eps=0.01; Flag_5: MAD deriv=2 z=7 length=180d
stem temperature tree 036- 7cm | 509 |  | 1.3 |  |  |  | 2014-09-26 11:00 |  | BC2 | CR1BC2_BC2_YYYY_MM_DD_hhmm.level1.csv | stemT_036_7 | stemT_036_7 | degC | stemT_036_7 [degC] |  | PlantsTrunktemperature1_3mAvg10Min_036_7 | 46cb73dcff9bd | Biosphere |  | Stammtemperatur | Average |  | _036_7 | tree_036 |  |  | -25 | 50 | [5 empty] | 652233.9755 | 5773031.18 |  |  |  | Flag_0: maintenance; Flag_1: man_flag; Flag_2: undef; Flag_3: limits; Flag_4: constant length=24h eps=0.01; Flag_5: MAD deriv=2 z=7 length=180d
stem temperature tree 038- 3cm | 510 |  | 1.3 |  |  |  | 2013-01-29 15:10 |  | BC1 | CR1BC1_BC1_YYYY_MM_DD_hhmm.level1.csv | stemT_038_3 | stemT_038_3 | degC | stemT_038_3 [degC] |  | PlantsTrunktemperature1_3mAvg10Min_038_3 | 24486bf65bad3 | Biosphere |  | Stammtemperatur | Average |  | _038_3 | tree_038 |  |  | -25 | 50 | [5 empty] | 652241.6812 | 5773030.735 |  |  |  | Flag_0: maintenance; Flag_1: man_flag; Flag_2: undef; Flag_3: limits; Flag_4: constant length=12h eps=0.01
stem temperature tree 038- 7cm | 511 |  | 1.3 |  |  |  | 2013-01-29 15:10 |  | BC1 | CR1BC1_BC1_YYYY_MM_DD_hhmm.level1.csv | stemT_038_7 | stemT_038_7 | degC | stemT_038_7 [degC] |  | PlantsTrunktemperature1_3mAvg10Min_038_7 | 24486bf65bad3 | Biosphere |  | Stammtemperatur | Average |  | _038_7 | tree_038 |  |  | -25 | 50 | [5 empty] | 652241.6812 | 5773030.735 |  |  |  | Flag_0: maintenance; Flag_1: man_flag; Flag_2: undef; Flag_3: limits; Flag_4: constant length=24h eps=0.01; Flag_5: MAD deriv=2 z=7 length=180d
stem temperature tree 045- 3cm | 512 |  | 1.3 |  |  |  | 2013-01-29 15:10 |  | BC2 | CR1BC2_BC2_YYYY_MM_DD_hhmm.level1.csv | stemT_045_3 | stemT_045_3 | degC | stemT_045_3 [degC] |  | PlantsTrunktemperature1_3mAvg10Min_045_3 | 46cb73dcff9bd | Biosphere |  | Stammtemperatur | Average |  | _045_3 | tree_045 |  |  | -25 | 50 | [5 empty] | 652220.2243 | 5773026.133 |  |  |  | Flag_0: maintenance; Flag_1: man_flag; Flag_2: undef; Flag_3: limits; Flag_4: constant length=12h eps=0.01; Flag_5: MAD deriv=2 z=7 length=180d
stem temperature tree 045- 7cm | 513 |  | 1.3 |  |  |  | 2013-01-29 15:10 |  | BC2 | CR1BC2_BC2_YYYY_MM_DD_hhmm.level1.csv | stemT_045_7 | stemT_045_7 | degC | stemT_045_7 [degC] |  | PlantsTrunktemperature1_3mAvg10Min_045_7 | 46cb73dcff9bd | Biosphere |  | Stammtemperatur | Average |  | _045_7 | tree_045 |  |  | -25 | 50 | [5 empty] | 652220.2243 | 5773026.133 |  |  |  | Flag_0: maintenance; Flag_1: man_flag; Flag_2: undef; Flag_3: limits; Flag_4: constant length=24h eps=0.01; Flag_5: MAD deriv=2 z=7 length=180d
stem temperature tree 061- 3cm | 514 |  | 1.3 |  |  |  | 2014-09-26 11:00 |  | BC2 | CR1BC2_BC2_YYYY_MM_DD_hhmm.level1.csv | stemT_061_3 | stemT_061_3 | degC | stemT_061_3 [degC] |  | PlantsTrunktemperature1_3mAvg10Min_061_3 | 46cb73dcff9bd | Biosphere |  | Stammtemperatur | Average |  | _061_3 | tree_061 |  |  | -25 | 50 | [5 empty] | 652221.6738 | 5773017.746 |  |  |  | Flag_0: maintenance; Flag_1: man_flag; Flag_2: undef; Flag_3: limits; Flag_4: constant length=12h eps=0.01; Flag_5: MAD deriv=2 z=7 length=180d
stem temperature tree 061- 7cm | 515 |  | 1.3 |  |  |  | 2013-01-29 15:10 |  | BC2 | CR1BC2_BC2_YYYY_MM_DD_hhmm.level1.csv | stemT_061_7 | stemT_061_7 | degC | stemT_061_7 [degC] |  | PlantsTrunktemperature1_3mAvg10Min_061_7 | 46cb73dcff9bd | Biosphere |  | Stammtemperatur | Average |  | _061_7 | tree_061 |  |  | -25 | 50 | [5 empty] | 652221.6738 | 5773017.746 |  |  |  | Flag_0: maintenance; Flag_1: man_flag; Flag_2: undef; Flag_3: limits; Flag_4: constant length=24h eps=0.01; Flag_5: MAD deriv=2 z=7 length=180d
stem temperature tree 064- 3cm | 516 |  | 1.3 |  |  |  | 2013-01-29 15:10 |  | BC2 | CR1BC2_BC2_YYYY_MM_DD_hhmm.level1.csv | stemT_064_3 | stemT_064_3 | degC | stemT_064_3 [degC] |  | PlantsTrunktemperature1_3mAvg10Min_064_3 | 46cb73dcff9bd | Biosphere |  | Stammtemperatur | Average |  | _064_3 | tree_064 |  |  | -25 | 50 | [5 empty] | 652226.0101 | 5773014.908 |  |  |  | Flag_0: maintenance; Flag_1: man_flag; Flag_2: undef; Flag_3: limits; Flag_4: constant length=12h eps=0.01; Flag_5: MAD deriv=2 z=7 length=180d
stem temperature tree 064- 7cm | 517 |  | 1.3 |  |  |  | 2014-09-26 11:00 |  | BC2 | CR1BC2_BC2_YYYY_MM_DD_hhmm.level1.csv | stemT_064_7 | stemT_064_7 | degC | stemT_064_7 [degC] |  | PlantsTrunktemperature1_3mAvg10Min_064_7 | 46cb73dcff9bd | Biosphere |  | Stammtemperatur | Average |  | _064_7 | tree_064 |  |  | -25 | 50 | [5 empty] | 652226.0101 | 5773014.908 |  |  |  | Flag_0: maintenance; Flag_1: man_flag; Flag_2: undef; Flag_3: limits; Flag_4: constant length=24h eps=0.01; Flag_5: MAD deriv=2 z=7 length=180d
stem temperature tree 065- 3cm | 518 |  | 1.3 |  |  |  | 2013-01-29 15:10 |  | BC2 | CR1BC2_BC2_YYYY_MM_DD_hhmm.level1.csv | stemT_065_3 | stemT_065_3 | degC | stemT_065_3 [degC] |  | PlantsTrunktemperature1_3mAvg10Min_065_3 | 46cb73dcff9bd | Biosphere |  | Stammtemperatur | Average |  | _065_3 | tree_065 |  |  | -25 | 50 | [5 empty] | 652226.8458 | 5773012.798 |  |  |  | Flag_0: maintenance; Flag_1: man_flag; Flag_2: undef; Flag_3: limits; Flag_4: constant length=12h eps=0.01; Flag_5: MAD deriv=2 z=7 length=180d
stem temperature tree 065- 7cm | 519 |  | 1.3 |  |  |  | 2014-09-26 11:00 |  | BC2 | CR1BC2_BC2_YYYY_MM_DD_hhmm.level1.csv | stemT_065_7 | stemT_065_7 | degC | stemT_065_7 [degC] |  | PlantsTrunktemperature1_3mAvg10Min_065_7 | 46cb73dcff9bd | Biosphere |  | Stammtemperatur | Average |  | _065_7 | tree_065 |  |  | -25 | 50 | [5 empty] | 652226.8458 | 5773012.798 |  |  |  | Flag_0: maintenance; Flag_1: man_flag; Flag_2: undef; Flag_3: limits; Flag_4: constant length=24h eps=0.01; Flag_5: MAD deriv=2 z=7 length=180d
stem temperature tree 069- 5cm | 520 |  | 1.3 |  |  |  | 2013-01-29 15:10 |  | BC2 | CR1BC2_BC2_YYYY_MM_DD_hhmm.level1.csv | stemT_069_5 | stemT_069_5 | degC | stemT_069_5 [degC] |  | PlantsTrunktemperature1_3mAvg10Min_069_5 | 46cb73dcff9bd | Biosphere |  | Stammtemperatur | Average |  | _069_5 | tree_069 |  |  | -25 | 50 | [5 empty] | 652235.5977 | 5773000.991 |  |  |  | Flag_0: maintenance; Flag_1: man_flag; Flag_2: undef; Flag_3: limits; Flag_4: constant length=24h eps=0.01; Flag_5: MAD deriv=2 z=7 length=180d
stem temperature tree 069- 7cm | 521 |  | 1.3 |  |  |  | 2014-09-26 11:00 |  | BC2 | CR1BC2_BC2_YYYY_MM_DD_hhmm.level1.csv | stemT_069_7 | stemT_069_7 | degC | stemT_069_7 [degC] |  | PlantsTrunktemperature1_3mAvg10Min_069_7 | 46cb73dcff9bd | Biosphere |  | Stammtemperatur | Average |  | _069_7 | tree_069 |  |  | -25 | 50 | [5 empty] | 652235.5977 | 5773000.991 |  |  |  | Flag_0: maintenance; Flag_1: man_flag; Flag_2: undef; Flag_3: limits; Flag_4: constant length=24h eps=0.01; Flag_5: MAD deriv=2 z=7 length=180d
stem temperature tree 070- 3cm | 522 |  | 1.3 |  |  |  | 2014-09-25 12:50 |  | BC1 | CR1BC1_BC1_YYYY_MM_DD_hhmm.level1.csv | stemT_070_3 | stemT_070_3 | degC | stemT_070_3 [degC] |  | PlantsTrunktemperature1_3mAvg10Min_070_3 | 24486bf65bad3 | Biosphere |  | Stammtemperatur | Average |  | _070_3 | tree_070 |  |  | -25 | 50 | [5 empty] | 652235.8992 | 5772999.797 |  |  |  | Flag_0: maintenance; Flag_1: man_flag; Flag_2: undef; Flag_3: limits; Flag_4: constant length=12h eps=0.001; Flag_5: MAD deriv=2 z=7 length=180d
stem temperature tree 070- 7cm | 523 |  | 1.3 |  |  |  | 2014-09-25 12:50 |  | BC1 | CR1BC1_BC1_YYYY_MM_DD_hhmm.level1.csv | stemT_070_7 | stemT_070_7 | degC | stemT_070_7 [degC] |  | PlantsTrunktemperature1_3mAvg10Min_070_7 | 24486bf65bad3 | Biosphere |  | Stammtemperatur | Average |  | _070_7 | tree_070 |  |  | -25 | 50 | [5 empty] | 652235.8992 | 5772999.797 |  |  |  | Flag_0: maintenance; Flag_1: man_flag; Flag_2: undef; Flag_3: limits; Flag_4: constant length=24h eps=0.01; Flag_5: MAD deriv=2 z=7 length=180d
stem temperature tree 106- 5cm | 524 |  | 1.3 |  |  |  | 2013-01-29 15:10 |  | BC3 | CR1BC3_BC3_YYYY_MM_DD_hhmm.level1.csv | stemT_106_5 | stemT_106_5 | degC | stemT_106_5 [degC] |  | PlantsTrunktemperature1_3mAvg10Min_106_5 | 66dd8384ba380 | Biosphere |  | Stammtemperatur | Average |  | _106_5 | tree_106 |  |  | -25 | 50 | [5 empty] | 652193.5774 | 5772994.768 |  |  |  | Flag_0: maintenance; Flag_1: man_flag; Flag_2: undef; Flag_3: limits; Flag_4: constant length=24h eps=0.005
stem temperature tree 106- 7cm | 525 |  | 1.3 |  |  |  | 2014-10-02 11:50 |  | BC3 | CR1BC3_BC3_YYYY_MM_DD_hhmm.level1.csv | stemT_106_7 | stemT_106_7 | degC | stemT_106_7 [degC] |  | PlantsTrunktemperature1_3mAvg10Min_106_7 | 66dd8384ba380 | Biosphere |  | Stammtemperatur | Average |  | _106_7 | tree_106 |  |  | -25 | 50 | [5 empty] | 652193.5774 | 5772994.768 |  |  |  | Flag_0: maintenance; Flag_1: man_flag; Flag_2: undef; Flag_3: limits; Flag_4: constant length=24h eps=0.005; Flag_5: MAD deriv=2 z=7 length=180d
stem temperature tree 141- 3cm | 526 |  | 1.3 |  |  |  | 2013-01-29 15:10 |  | BC3 | CR1BC3_BC3_YYYY_MM_DD_hhmm.level1.csv | stemT_141_3 | stemT_141_3 | degC | stemT_141_3 [degC] |  | PlantsTrunktemperature1_3mAvg10Min_141_3 | 66dd8384ba380 | Biosphere |  | Stammtemperatur | Average |  | _141_3 | tree_141 |  |  | -25 | 50 | [5 empty] | 652187.5603 | 5772973.22 |  |  |  | Flag_0: maintenance; Flag_1: man_flag; Flag_2: undef; Flag_3: limits; Flag_4: constant length=12h eps=0.01
stem temperature tree 141- 7cm | 527 |  | 1.3 |  |  |  | 2013-01-29 15:10 |  | BC3 | CR1BC3_BC3_YYYY_MM_DD_hhmm.level1.csv | stemT_141_7 | stemT_141_7 | degC | stemT_141_7 [degC] |  | PlantsTrunktemperature1_3mAvg10Min_141_7 | 66dd8384ba380 | Biosphere |  | Stammtemperatur | Average |  | _141_7 | tree_141 |  |  | -25 | 50 | [5 empty] | 652187.5603 | 5772973.22 |  |  |  | Flag_0: maintenance; Flag_1: man_flag; Flag_2: undef; Flag_3: limits; Flag_4: constant length=24h eps=0.01
stem temperature tree 144- 5cm | 528 |  | 1.3 |  |  |  | 2013-01-29 15:10 |  | BC3 | CR1BC3_BC3_YYYY_MM_DD_hhmm.level1.csv | stemT_144_5 | stemT_144_5 | degC | stemT_144_5 [degC] |  | PlantsTrunktemperature1_3mAvg10Min_144_5 | 66dd8384ba380 | Biosphere |  | Stammtemperatur | Average |  | _144_5 | tree_144 |  |  | -25 | 50 | [5 empty] | 652181.0749 | 5772979.294 |  |  |  | Flag_0: maintenance; Flag_1: man_flag; Flag_2: undef; Flag_3: limits; Flag_4: constant length=24h eps=0.01
stem temperature tree 144- 7cm | 529 |  | 1.3 |  |  |  | 2013-01-29 15:10 |  | BC3 | CR1BC3_BC3_YYYY_MM_DD_hhmm.level1.csv | stemT_144_7 | stemT_144_7 | degC | stemT_144_7 [degC] |  | PlantsTrunktemperature1_3mAvg10Min_144_7 | 66dd8384ba380 | Biosphere |  | Stammtemperatur | Average |  | _144_7 | tree_144 |  |  | -25 | 50 | [5 empty] | 652181.0749 | 5772979.294 |  |  |  | Flag_0: maintenance; Flag_1: man_flag; Flag_2: undef; Flag_3: limits; Flag_4: constant length=24h eps=0.01
stem temperature tree 150- 5cm | 530 |  | 1.3 |  |  |  | 2013-01-29 15:10 |  | BC3 | CR1BC3_BC3_YYYY_MM_DD_hhmm.level1.csv | stemT_150_5 | stemT_150_5 | degC | stemT_150_5 [degC] |  | PlantsTrunktemperature1_3mAvg10Min_150_5 | 66dd8384ba380 | Biosphere |  | Stammtemperatur | Average |  | _150_5 | tree_150 |  |  | -25 | 50 | [5 empty] | 652171.9316 | 5772980.309 |  |  |  | Flag_0: maintenance; Flag_1: man_flag; Flag_2: undef; Flag_3: limits; Flag_4: constant length=24h eps=0.01
stem temperature tree 150- 7cm | 531 |  | 1.3 |  |  |  | 2014-10-02 11:50 |  | BC3 | CR1BC3_BC3_YYYY_MM_DD_hhmm.level1.csv | stemT_150_7 | stemT_150_7 | degC | stemT_150_7 [degC] |  | PlantsTrunktemperature1_3mAvg10Min_150_7 | 66dd8384ba380 | Biosphere |  | Stammtemperatur | Average |  | _150_7 | tree_150 |  |  | -25 | 50 | [5 empty] | 652171.9316 | 5772980.309 |  |  |  | Flag_0: maintenance; Flag_1: man_flag; Flag_2: undef; Flag_3: limits; Flag_4: constant length=24h eps=0.01
stem temperature tree 153- 5cm | 532 |  | 1.3 |  |  |  | 2013-01-29 15:10 |  | BC3 | CR1BC3_BC3_YYYY_MM_DD_hhmm.level1.csv | stemT_153_5 | stemT_153_5 | degC | stemT_153_5 [degC] |  | PlantsTrunktemperature1_3mAvg10Min_153_5 | 66dd8384ba380 | Biosphere |  | Stammtemperatur | Average |  | _153_5 | tree_153 |  |  | -25 | 50 | [5 empty] | 652185.7644 | 5772965.756 |  |  |  | Flag_0: maintenance; Flag_1: man_flag; Flag_2: undef; Flag_3: limits; Flag_4: constant length=24h eps=0.01
stem temperature tree 153- 7cm | 533 |  | 1.3 |  |  |  | 2013-01-29 15:10 |  | BC3 | CR1BC3_BC3_YYYY_MM_DD_hhmm.level1.csv | stemT_153_7 | stemT_153_7 | degC | stemT_153_7 [degC] |  | PlantsTrunktemperature1_3mAvg10Min_153_7 | 66dd8384ba380 | Biosphere |  | Stammtemperatur | Average |  | _153_7 | tree_153 |  |  | -25 | 50 | [5 empty] | 652185.7644 | 5772965.756 |  |  |  | Flag_0: maintenance; Flag_1: man_flag; Flag_2: undef; Flag_3: limits; Flag_4: constant length=24h eps=0.01
stem temperature tree 280- 5cm | 534 |  | 1.3 |  |  |  | 2014-10-02 11:50 |  | BC3 | CR1BC3_BC3_YYYY_MM_DD_hhmm.level1.csv | stemT_280_5 | stemT_280_5 | degC | stemT_280_5 [degC] |  | PlantsTrunktemperature1_3mAvg10Min_280_5 | 66dd8384ba380 | Biosphere |  | Stammtemperatur | Average |  | _280_5 | tree_280 |  |  | -25 | 50 | [5 empty] | 652187.4286 | 5772994.539 |  |  |  | Flag_0: maintenance; Flag_1: man_flag; Flag_2: undef; Flag_3: limits; Flag_4: constant length=24h eps=0.01
stem temperature tree 280- 7cm | 535 |  | 1.3 |  |  |  | 2014-10-02 11:50 |  | BC3 | CR1BC3_BC3_YYYY_MM_DD_hhmm.level1.csv | stemT_280_7 | stemT_280_7 | degC | stemT_280_7 [degC] |  | PlantsTrunktemperature1_3mAvg10Min_280_7 | 66dd8384ba380 | Biosphere |  | Stammtemperatur | Average |  | _280_7 | tree_280 |  |  | -25 | 50 | [5 empty] | 652187.4286 | 5772994.539 |  |  |  | Flag_0: maintenance; Flag_1: man_flag; Flag_2: undef; Flag_3: limits; Flag_4: constant length=24h eps=0.01
stemflow 1- old installation | 536 | [5 empty] | 2013-01-29 15:10 | 2013-09-16 10:20 | BC1 | CR3T1_T1_YYYY_MM_DD_hhmm.level1.csv | SF_1_1_Tot | SF_1_1_Tot | mm | SF_1_1_Tot [mm] | [12 empty] | 0 | [11 empty] | Flag_0: maintenance; Flag_1: man_flag; Flag_2: undef; Flag_3: limits
stemflow 2- old installation | 537 | [5 empty] | 2013-01-29 15:10 | 2013-09-16 10:20 | BC1 | CR3T1_T1_YYYY_MM_DD_hhmm.level1.csv | SF_1_2_Tot | SF_1_2_Tot | mm | SF_1_2_Tot [mm] | [12 empty] | 0 | [11 empty] | Flag_0: maintenance; Flag_1: man_flag; Flag_2: undef; Flag_3: limits
stemflow 3- old installation | 538 | [5 empty] | 2013-01-29 15:10 | 2013-09-16 10:20 | BC1 | CR3T1_T1_YYYY_MM_DD_hhmm.level1.csv | SF_1_3_Tot | SF_1_3_Tot | mm | SF_1_3_Tot [mm] | [12 empty] | 0 | [11 empty] | Flag_0: maintenance; Flag_1: man_flag; Flag_2: undef; Flag_3: limits
stemflow 4- old installation | 539 | [5 empty] | 2013-01-29 15:10 | 2013-09-18 12:30 | BC2 | CR1BC2_BC2_YYYY_MM_DD_hhmm.level1.csv | SF_2_1_Tot | dummy |  | dummy [] | [12 empty] | 0 | [11 empty] | Flag_0: maintenance; Flag_1: man_flag; Flag_2: undef; Flag_3: limits
stemflow 5- old installation | 540 | [5 empty] | 2013-01-29 15:10 | 2013-09-18 12:30 | BC2 | CR1BC2_BC2_YYYY_MM_DD_hhmm.level1.csv | SF_2_2_Tot | dummy |  | dummy [] | [12 empty] | 0 | [11 empty] | Flag_0: maintenance; Flag_1: man_flag; Flag_2: undef; Flag_3: limits
stemflow 6- old installation | 541 | [5 empty] | 2013-01-29 15:10 | 2013-09-18 12:30 | BC2 | CR1BC2_BC2_YYYY_MM_DD_hhmm.level1.csv | SF_2_3_Tot | dummy |  | dummy [] | [12 empty] | 0 | [11 empty] | Flag_0: maintenance; Flag_1: man_flag; Flag_2: undef; Flag_3: limits
stemflow 7- old installation | 542 | [5 empty] | 2013-01-29 15:10 | 2013-09-16 10:20 | BC3 | CR1BC3_BC3_YYYY_MM_DD_hhmm.level1.csv | SF_3_1_Tot | SF_3_1_Tot | mm | SF_3_1_Tot [mm] | [12 empty] | 0 | [11 empty] | Flag_0: maintenance; Flag_1: man_flag; Flag_2: undef; Flag_3: limits
stemflow 8- old installation | 543 | [5 empty] | 2013-01-29 15:10 | 2013-09-16 10:20 | BC3 | CR1BC3_BC3_YYYY_MM_DD_hhmm.level1.csv | SF_3_2_Tot | SF_3_2_Tot | mm | SF_3_2_Tot [mm] | [12 empty] | 0 | [11 empty] | Flag_0: maintenance; Flag_1: man_flag; Flag_2: undef; Flag_3: limits
stemflow 9- old installation | 544 | [5 empty] | 2013-01-29 15:10 | 2013-09-16 10:20 | BC3 | CR1BC3_BC3_YYYY_MM_DD_hhmm.level1.csv | SF_3_3_Tot | SF_3_3_Tot | mm | SF_3_3_Tot [mm] | [12 empty] | 0 | [11 empty] | Flag_0: maintenance; Flag_1: man_flag; Flag_2: undef; Flag_3: limits
stemflow tree 123 | 545 |  | 1.3 |  |  |  | 2016-09-14 12:50 |  | BC3 | CR1BC3_BC3_YYYY_MM_DD_hhmm.level1.csv | STF_BC3_123_Tot | STF_BC3_123 | mm | STF_BC3_123 [mm] |  | WeatherStemflow1_3mSum10Min_bc3_123 | 66dd8384ba380 | Atmosphäre |  | Stammabfluss | Sum |  | _bc3_123 | tree_123 |  |  | 0 | [6 empty] | 652202.9594 | 5772963.455 |  |  |  | Flag_0: maintenance; Flag_1: man_flag; Flag_2: undef; Flag_3: limits; Flag_4: BC3_Ptemp<0+5h
stemflow tree 125 | 546 |  | 1.3 |  |  |  | 2016-09-14 12:50 |  | BC3 | CR1BC3_BC3_YYYY_MM_DD_hhmm.level1.csv | STF_BC3_125_Tot | STF_BC3_125 | mm | STF_BC3_125 [mm] |  | WeatherStemflow1_3mSum10Min_bc3_125 | 66dd8384ba380 | Atmosphäre |  | Stammabfluss | Sum |  | _bc3_125 | tree_125 |  |  | 0 | [6 empty] | 652197.8526 | 5772970.628 |  |  |  | Flag_0: maintenance; Flag_1: man_flag; Flag_2: undef; Flag_3: limits; Flag_4: BC3_Ptemp<0+5h
stemflow tree 145 | 547 |  | 1.3 |  |  |  | 2016-09-14 12:50 |  | BC3 | CR1BC3_BC3_YYYY_MM_DD_hhmm.level1.csv | STF_BC3_145_Tot | STF_BC3_145 | mm | STF_BC3_145 [mm] |  | WeatherStemflow1_3mSum10Min_bc3_145 | 66dd8384ba380 | Atmosphäre |  | Stammabfluss | Sum |  | _bc3_145 | tree_145 |  |  | 0 | [6 empty] | 652176.4807 | 5772978.325 |  |  |  | Flag_0: maintenance; Flag_1: man_flag; Flag_2: undef; Flag_3: limits; Flag_4: BC3_Ptemp<0+5h
stemflow tree 149 | 548 |  | 1.3 |  |  |  | 2016-09-14 12:50 |  | BC3 | CR1BC3_BC3_YYYY_MM_DD_hhmm.level1.csv | STF_BC3_149_Tot | STF_BC3_149 | mm | STF_BC3_149 [mm] |  | WeatherStemflow1_3mSum10Min_bc3_149 | 66dd8384ba380 | Atmosphäre |  | Stammabfluss | Sum |  | _bc3_149 | tree_149 |  |  | 0 | [6 empty] | 652165.1063 | 5772982.598 |  |  |  | Flag_0: maintenance; Flag_1: man_flag; Flag_2: undef; Flag_3: limits; Flag_4: BC3_Ptemp<0+5h
stemflow tree 160 | 549 |  | 1.3 |  |  |  | 2016-09-14 12:50 |  | BC3 | CR1BC3_BC3_YYYY_MM_DD_hhmm.level1.csv | STF_BC3_160_Tot | STF_BC3_160 | mm | STF_BC3_160 [mm] |  | WeatherStemflow1_3mSum10Min_bc3_160 | 66dd8384ba380 | Atmosphäre |  | Stammabfluss | Sum |  | _bc3_160 | tree_160 |  |  | 0 | [6 empty] | 652169.4716 | 5772971.262 |  |  |  | Flag_0: maintenance; Flag_1: man_flag; Flag_2: undef; Flag_3: limits; Flag_4: BC3_Ptemp<0+5h
stemflow tree 181 | 550 |  | 1.3 |  |  |  | 2016-09-14 12:50 |  | BC3 | CR1BC3_BC3_YYYY_MM_DD_hhmm.level1.csv | STF_BC3_181_Tot | STF_BC3_181 | mm | STF_BC3_181 [mm] |  | WeatherStemflow1_3mSum10Min_bc3_181 | 66dd8384ba380 | Atmosphäre |  | Stammabfluss | Sum |  | _bc3_181 | tree_181 |  |  | 0 | [6 empty] | 652226.909 | 5772978.493 |  |  |  | Flag_0: maintenance; Flag_1: man_flag; Flag_2: undef; Flag_3: limits; Flag_4: BC3_Ptemp<0+5h
stemflow tree 279 | 551 |  | 1.3 |  |  |  | 2016-09-14 12:50 |  | BC3 | CR1BC3_BC3_YYYY_MM_DD_hhmm.level1.csv | STF_BC3_279_Tot | STF_BC3_279 | mm | STF_BC3_279 [mm] |  | WeatherStemflow1_3mSum10Min_bc3_279 | 66dd8384ba380 | Atmosphäre |  | Stammabfluss | Sum |  | _bc3_279 | tree_279 |  |  | 0 | [6 empty] | 652187.5812 | 5773001.281 |  |  |  | Flag_0: maintenance; Flag_1: man_flag; Flag_2: undef; Flag_3: limits; Flag_4: BC3_Ptemp<0+5h
stemflow tree 49 | 552 |  | 1.3 |  |  |  | 2016-09-14 12:50 |  | BC2 | CR1BC2_BC2_YYYY_MM_DD_hhmm.level1.csv | STF_BC2_049_Tot | STF_BC2_049 | mm | STF_BC2_049 [mm] |  | WeatherStemflow1_3mSum10Min_bc2_049 | 46cb73dcff9bd | Atmosphäre |  | Stammabfluss | Sum |  | _bc2_049 | tree_049 |  |  | 0 | [6 empty] | 652218.4879 | 5773031.705 |  |  |  | Flag_0: maintenance; Flag_1: man_flag; Flag_2: undef; Flag_3: limits; Flag_4: BC2_Ptemp<0+5h
stemflow tree 62 | 553 |  | 1.3 |  |  |  | 2015-01-08 11:40 | 2016-09-14 12:20 | BC2 | CR1BC2_BC2_YYYY_MM_DD_hhmm.level1.csv | StemF_BC2_62_Tot | StemF_BC2_62 | mm | StemF_BC2_62 [mm] |  |  | 46cb73dcff9bd | Atmosphäre |  | Stammabfluss | Sum |  | f_bc2_62 | tree_062 |  |  | 0 | [6 empty] | 652225.7665 | 5773017.072 |  |  |  | Flag_0: maintenance; Flag_1: man_flag; Flag_2: undef; Flag_3: limits; Flag_4: BC2_Ptemp<0+5h
stemflow tree 67 | 554 |  | 1.3 |  |  |  | 2016-09-14 12:50 |  | BC2 | CR1BC2_BC2_YYYY_MM_DD_hhmm.level1.csv | STF_BC2_067_Tot | STF_BC2_067 | mm | STF_BC2_067 [mm] |  | WeatherStemflow1_3mSum10Min_bc2_067 | 46cb73dcff9bd | Atmosphäre |  | Stammabfluss | Sum |  | _bc2_067 | tree_067 |  |  | 0 | [6 empty] | 652232.3525 | 5773011.205 |  |  |  | Flag_0: maintenance; Flag_1: man_flag; Flag_2: undef; Flag_3: limits; Flag_4: BC2_Ptemp<0+5h
stemflow tree 79 | 555 |  | 1.3 |  |  |  | 2016-09-14 12:50 |  | BC2 | CR1BC2_BC2_YYYY_MM_DD_hhmm.level1.csv | STF_BC2_079_Tot | STF_BC2_079 | mm | STF_BC2_079 [mm] |  | WeatherStemflow1_3mSum10Min_bc2_079 | 46cb73dcff9bd | Atmosphäre |  | Stammabfluss | Sum |  | _bc2_079 | tree_079 |  |  | 0 | [6 empty] | 652221.1198 | 5773005.608 |  |  |  | Flag_0: maintenance; Flag_1: man_flag; Flag_2: undef; Flag_3: limits; Flag_4: BC2_Ptemp<0+5h
stemflow tree 94 | 556 |  | 1.3 |  |  |  | 2016-09-14 12:50 |  | BC2 | CR1BC2_BC2_YYYY_MM_DD_hhmm.level1.csv | STF_BC2_094_Tot | STF_BC2_094 | mm | STF_BC2_094 [mm] |  | WeatherStemflow1_3mSum10Min_bc2_094 | 46cb73dcff9bd | Atmosphäre |  | Stammabfluss | Sum |  | _bc2_094 | tree_094 |  |  | 0 | [6 empty] | 652220.1961 | 5772991.691 |  |  |  | Flag_0: maintenance; Flag_1: man_flag; Flag_2: undef; Flag_3: limits; Flag_4: BC2_Ptemp<0+5h
sun status | 557 |  | 49 |  |  |  | 2014-06-04 |  | T1 | CR3T1_T1_YYYY_MM_DD_hhmm.level1.csv | SunStat | SunStat |  | SunStat [] |  | WeatherSunstatus49mAvg10Min_spn1 | 200867687d0d1 | Atmosphäre |  | Sonnenstatus | Average |  | _spn1 | Turm Hohes Holz | [9 empty] | 652261.8 | 5772996.3 |  |  |  | Flag_0: maintenance; Flag_1: man_flag; Flag_2: undef
SW12_Stat | 558 |  | 49 |  |  |  | 2014-06-04 14:00 | 2014-06-26 13:40 | T1 | CR3T1_T1_YYYY_MM_DD_hhmm.level1.csv | SW12_Stat | SW12_Stat |  | SW12_Stat [] |  | DevicesVoltagedevice49mAvg10Min | 200867687d0d1 | Technische Parameter | Geräte | Spannung Gerät | Average |  |  | Turm Hohes Holz | [9 empty] | 652261.8 | 5772996.3 |  |  |  | Flag_0: maintenance; Flag_1: man_flag; Flag_2: undef; Flag_3: limits
throughfall 1- old installation | 559 | [5 empty] | 2013-01-29 15:10 | 2013-09-16 10:20 | BC1 | CR3T1_T1_YYYY_MM_DD_hhmm.level1.csv | TF_1_Tot | TF_1_Tot | mm | TF_1_Tot [mm] | [12 empty] | 0 | [11 empty] | Flag_0: maintenance; Flag_1: man_flag; Flag_2: undef; Flag_3: limits
throughfall 2- old installation | 560 | [5 empty] | 2013-01-29 15:10 | 2013-09-16 10:20 | BC1 | CR3T1_T1_YYYY_MM_DD_hhmm.level1.csv | TF_2_Tot | TF_2_Tot | mm | TF_2_Tot [mm] | [12 empty] | 0 | [11 empty] | Flag_0: maintenance; Flag_1: man_flag; Flag_2: undef; Flag_3: limits
throughfall 3- old installation | 561 | [5 empty] | 2013-01-29 15:10 | 2013-09-16 10:20 | BC1 | CR3T1_T1_YYYY_MM_DD_hhmm.level1.csv | TF_3_Tot | TF_3_Tot | mm | TF_3_Tot [mm] | [12 empty] | 0 | [11 empty] | Flag_0: maintenance; Flag_1: man_flag; Flag_2: undef; Flag_3: limits
throughfall 4- old installation | 562 | [5 empty] | 2013-01-29 15:10 | 2013-09-18 12:30 | BC2 | CR1BC2_BC2_YYYY_MM_DD_hhmm.level1.csv | TF_4_Tot | dummy |  | dummy [] | [12 empty] | 0 | [11 empty] | Flag_0: maintenance; Flag_1: man_flag; Flag_2: undef; Flag_3: limits
throughfall 5- old installation | 563 | [5 empty] | 2013-01-29 15:10 | 2013-09-18 12:30 | BC2 | CR1BC2_BC2_YYYY_MM_DD_hhmm.level1.csv | TF_5_Tot | dummy |  | dummy [] | [12 empty] | 0 | [11 empty] | Flag_0: maintenance; Flag_1: man_flag; Flag_2: undef; Flag_3: limits
throughfall 6- old installation | 564 | [5 empty] | 2013-01-29 15:10 | 2013-09-18 12:30 | BC2 | CR1BC2_BC2_YYYY_MM_DD_hhmm.level1.csv | TF_6_Tot | dummy |  | dummy [] | [12 empty] | 0 | [11 empty] | Flag_0: maintenance; Flag_1: man_flag; Flag_2: undef; Flag_3: limits
throughfall 7- old installation | 565 | [5 empty] | 2013-01-29 15:10 | 2013-09-16 10:20 | BC3 | CR1BC3_BC3_YYYY_MM_DD_hhmm.level1.csv | TF_7_Tot | TF_7_Tot | mm | TF_7_Tot [mm] | [12 empty] | 0 | [11 empty] | Flag_0: maintenance; Flag_1: man_flag; Flag_2: undef; Flag_3: limits
throughfall 8- old installation | 566 | [5 empty] | 2013-01-29 15:10 | 2013-09-16 10:20 | BC3 | CR1BC3_BC3_YYYY_MM_DD_hhmm.level1.csv | TF_8_Tot | TF_8_Tot | mm | TF_8_Tot [mm] | [12 empty] | 0 | [11 empty] | Flag_0: maintenance; Flag_1: man_flag; Flag_2: undef; Flag_3: limits
throughfall 9- old installation | 567 | [5 empty] | 2013-01-29 15:10 | 2013-09-16 10:20 | BC3 | CR1BC3_BC3_YYYY_MM_DD_hhmm.level1.csv | TF_9_Tot | TF_9_Tot | mm | TF_9_Tot [mm] | [12 empty] | 0 | [11 empty] | Flag_0: maintenance; Flag_1: man_flag; Flag_2: undef; Flag_3: limits
throughfall open land | 568 |  | 1 |  |  |  | 2014-12-19 08:30 |  | BC1 | CR1BC1_BC1_YYYY_MM_DD_hhmm.level1.csv | TF_BC1_OL_Tot | TF_BC1_OL | mm | TF_BC1_OL [mm] |  | WeatherPrecipitationheight_liquid1mSum10Min_bc1_ol | 24486bf65bad3 | Atmosphäre |  | Niederschlagshöhe, Flüssig | Sum |  | _bc1_ol | prec OL |  |  | 0 | [6 empty] | 652250.8 | 5773035 |  |  |  | Flag_0: maintenance; Flag_1: man_flag; Flag_2: undef; Flag_3: limits
throughfall trough 1 | 569 |  | 1 |  |  |  | 2014-11-18 16:10 |  | BC1 | CR1BC1_BC1_YYYY_MM_DD_hhmm.level1.csv | TF_BC1_01_Tot | TF_BC1_01 | mm | TF_BC1_01 [mm] |  | WeatherThroughfall1mSum10Min_bc1_01 | 24486bf65bad3 | Atmosphäre |  | Bestandsniederschlag | Sum |  | _bc1_01 | throughfall 01_02 |  |  | 0 | [6 empty] | 652262.8575 | 5773026.758 |  |  |  | Flag_0: maintenance; Flag_1: man_flag; Flag_2: undef; Flag_3: limits; Flag_4: BC1_Ptemp<0+5h
throughfall trough 10 | 570 |  | 1 |  |  |  | 2014-11-26 13:20 |  | BC2 | CR1BC2_BC2_YYYY_MM_DD_hhmm.level1.csv | TF_BC2_10_Tot | TF_BC2_10 | mm | TF_BC2_10 [mm] |  | WeatherThroughfall1mSum10Min_bc2_10 | 46cb73dcff9bd | Atmosphäre |  | Bestandsniederschlag | Sum |  | _bc2_10 | throughfall 09_10 |  |  | 0 | [6 empty] | 652218.7502 | 5773019.788 |  |  |  | Flag_0: maintenance; Flag_1: man_flag; Flag_2: undef; Flag_3: limits; Flag_4: BC3_Ptemp<0+5h
throughfall trough 11 | 571 |  | 1 |  |  |  | 2014-11-26 16:00 |  | BC3 | CR1BC3_BC3_YYYY_MM_DD_hhmm.level1.csv | TF_BC3_11_Tot | TF_BC3_11 | mm | TF_BC3_11 [mm] |  | WeatherThroughfall1mSum10Min_bc3_11 | 66dd8384ba380 | Atmosphäre |  | Bestandsniederschlag | Sum |  | _bc3_11 | throughfall 11_12 |  |  | 0 | [6 empty] | 652195.9353 | 5772982.3736 |  |  |  | Flag_0: maintenance; Flag_1: man_flag; Flag_2: undef; Flag_3: limits; Flag_4: BC3_Ptemp<0+5h
throughfall trough 12 | 572 |  | 1 |  |  |  | 2014-11-26 16:00 |  | BC3 | CR1BC3_BC3_YYYY_MM_DD_hhmm.level1.csv | TF_BC3_12_Tot | TF_BC3_12 | mm | TF_BC3_12 [mm] |  | WeatherThroughfall1mSum10Min_bc3_12 | 66dd8384ba380 | Atmosphäre |  | Bestandsniederschlag | Sum |  | _bc3_12 | throughfall 11_12 |  |  | 0 | [6 empty] | 652195.9353 | 5772982.3736 |  |  |  | Flag_0: maintenance; Flag_1: man_flag; Flag_2: undef; Flag_3: limits; Flag_4: BC3_Ptemp<0+5h
throughfall trough 13 | 573 |  | 1 |  |  |  | 2014-11-26 16:00 |  | BC3 | CR1BC3_BC3_YYYY_MM_DD_hhmm.level1.csv | TF_BC3_13_Tot | TF_BC3_13 | mm | TF_BC3_13 [mm] |  | WeatherThroughfall1mSum10Min_bc3_13 | 66dd8384ba380 | Atmosphäre |  | Bestandsniederschlag | Sum |  | _bc3_13 | throughfall 13_14 |  |  | 0 | [6 empty] | 652179.6793 | 5772998.4828 |  |  |  | Flag_0: maintenance; Flag_1: man_flag; Flag_2: undef; Flag_3: limits; Flag_4: BC3_Ptemp<0+5h
throughfall trough 14 | 574 |  | 1 |  |  |  | 2014-11-26 16:00 |  | BC3 | CR1BC3_BC3_YYYY_MM_DD_hhmm.level1.csv | TF_BC3_14_Tot | TF_BC3_14 | mm | TF_BC3_14 [mm] |  | WeatherThroughfall1mSum10Min_bc3_14 | 66dd8384ba380 | Atmosphäre |  | Bestandsniederschlag | Sum |  | _bc3_14 | throughfall 13_14 |  |  | 0 | [6 empty] | 652179.6793 | 5772998.4828 |  |  |  | Flag_0: maintenance; Flag_1: man_flag; Flag_2: undef; Flag_3: limits; Flag_4: BC3_Ptemp<0+5h
throughfall trough 15 | 575 |  | 1 |  |  |  | 2014-11-27 09:50 |  | BC3 | CR1BC3_BC3_YYYY_MM_DD_hhmm.level1.csv | TF_BC3_15_Tot | TF_BC3_15 | mm | TF_BC3_15 [mm] |  | WeatherThroughfall1mSum10Min_bc3_15 | 66dd8384ba380 | Atmosphäre |  | Bestandsniederschlag | Sum |  | _bc3_15 | throughfall 15_16 |  |  | 0 | [6 empty] | 652167.1922 | 5772981.2906 |  |  |  | Flag_0: maintenance; Flag_1: man_flag; Flag_2: undef; Flag_3: limits; Flag_4: BC3_Ptemp<0+5h
throughfall trough 16 | 576 |  | 1 |  |  |  | 2014-11-27 09:50 |  | BC3 | CR1BC3_BC3_YYYY_MM_DD_hhmm.level1.csv | TF_BC3_16_Tot | TF_BC3_16 | mm | TF_BC3_16 [mm] |  | WeatherThroughfall1mSum10Min_bc3_16 | 66dd8384ba380 | Atmosphäre |  | Bestandsniederschlag | Sum |  | _bc3_16 | throughfall 15_16 |  |  | 0 | [6 empty] | 652167.1922 | 5772981.2906 |  |  |  | Flag_0: maintenance; Flag_1: man_flag; Flag_2: undef; Flag_3: limits; Flag_4: BC3_Ptemp<0+5h
throughfall trough 17 | 577 |  | 1 |  |  |  | 2014-12-03 12:40 |  | T5 | CR1T5_T5_YYYY_MM_DD_hhmm.level1.csv | TF_T5_17_Tot | TF_T5_17 | mm | TF_T5_17 [mm] |  | WeatherThroughfall1mSum10Min_t5_17 | e3e82563bb50b | Atmosphäre |  | Bestandsniederschlag | Sum |  | _t5_17 | throughfall 17_18 |  |  | 0 | [6 empty] | 652284.384 | 5772987.4982 |  |  |  | Flag_0: maintenance; Flag_1: man_flag; Flag_2: undef; Flag_3: limits; Flag_4: T5_Ptemp<0+5h
throughfall trough 18 | 578 |  | 1 |  |  |  | 2014-12-03 12:40 |  | T5 | CR1T5_T5_YYYY_MM_DD_hhmm.level1.csv | TF_T5_18_Tot | TF_T5_18 | mm | TF_T5_18 [mm] |  | WeatherThroughfall1mSum10Min_t5_18 | e3e82563bb50b | Atmosphäre |  | Bestandsniederschlag | Sum |  | _t5_18 | throughfall 17_18 |  |  | 0 | [6 empty] | 652284.384 | 5772987.4982 |  |  |  | Flag_0: maintenance; Flag_1: man_flag; Flag_2: undef; Flag_3: limits; Flag_4: T5_Ptemp<0+5h
throughfall trough 2 | 579 |  | 1 |  |  |  | 2014-11-18 16:10 |  | BC1 | CR1BC1_BC1_YYYY_MM_DD_hhmm.level1.csv | TF_BC1_02_Tot | TF_BC1_02 | mm | TF_BC1_02 [mm] |  | WeatherThroughfall1mSum10Min_bc1_02 | 24486bf65bad3 | Atmosphäre |  | Bestandsniederschlag | Sum |  | _bc1_02 | throughfall 01_02 |  |  | 0 | [6 empty] | 652262.8575 | 5773026.758 |  |  |  | Flag_0: maintenance; Flag_1: man_flag; Flag_2: undef; Flag_3: limits; Flag_4: BC1_Ptemp<0+5h
throughfall trough 3 | 580 |  | 1 |  |  |  | 2014-11-18 16:10 | 2019-04-03 12:40 | BC1 | CR1BC1_BC1_YYYY_MM_DD_hhmm.level1.csv | TF_BC1_03_Tot | TF_BC1_03 | mm | TF_BC1_03 [mm] |  | WeatherThroughfall1mSum10Min_bc1_03 | 24486bf65bad3 | Atmosphäre |  | Bestandsniederschlag | Sum |  | _bc1_03 | throughfall 03_04 |  |  | 0 | [6 empty] | 652235.9481 | 5773026.2235 |  |  |  | Flag_0: maintenance; Flag_1: man_flag; Flag_2: undef; Flag_3: limits; Flag_4: BC1_Ptemp<0+5h
throughfall trough 4 | 581 |  | 1 |  |  |  | 2014-11-18 16:10 | 2019-04-03 12:40 | BC1 | CR1BC1_BC1_YYYY_MM_DD_hhmm.level1.csv | TF_BC1_04_Tot | TF_BC1_04 | mm | TF_BC1_04 [mm] |  | WeatherThroughfall1mSum10Min_bc1_04 | 24486bf65bad3 | Atmosphäre |  | Bestandsniederschlag | Sum |  | _bc1_04 | throughfall 03_04 |  |  | 0 | [6 empty] | 652235.9481 | 5773026.2235 |  |  |  | Flag_0: maintenance; Flag_1: man_flag; Flag_2: undef; Flag_3: limits; Flag_4: BC1_Ptemp<0+5h
throughfall trough 5 | 582 |  | 1 |  |  |  | 2014-11-26 13:20 |  | BC2 | CR1BC2_BC2_YYYY_MM_DD_hhmm.level1.csv | TF_BC2_05_Tot | TF_BC2_05 | mm | TF_BC2_05 [mm] |  | WeatherThroughfall1mSum10Min_bc2_05 | 46cb73dcff9bd | Atmosphäre |  | Bestandsniederschlag | Sum |  | _bc2_05 | throughfall 05_06 |  |  | 0 | [6 empty] | 652227.1007 | 5773022.0268 |  |  |  | Flag_0: maintenance; Flag_1: man_flag; Flag_2: undef; Flag_3: limits; Flag_4: BC2_Ptemp<0+5h
throughfall trough 6 | 583 |  | 1 |  |  |  | 2014-11-26 13:20 |  | BC2 | CR1BC2_BC2_YYYY_MM_DD_hhmm.level1.csv | TF_BC2_06_Tot | TF_BC2_06 | mm | TF_BC2_06 [mm] |  | WeatherThroughfall1mSum10Min_bc2_06 | 46cb73dcff9bd | Atmosphäre |  | Bestandsniederschlag | Sum |  | _bc2_06 | throughfall 05_06 |  |  | 0 | [6 empty] | 652227.1007 | 5773022.0268 |  |  |  | Flag_0: maintenance; Flag_1: man_flag; Flag_2: undef; Flag_3: limits; Flag_4: BC2_Ptemp<0+5h
throughfall trough 7 | 584 |  | 1 |  |  |  | 2014-11-26 13:20 |  | BC2 | CR1BC2_BC2_YYYY_MM_DD_hhmm.level1.csv | TF_BC2_07_Tot | TF_BC2_07 | mm | TF_BC2_07 [mm] |  | WeatherThroughfall1mSum10Min_bc2_07 | 46cb73dcff9bd | Atmosphäre |  | Bestandsniederschlag | Sum |  | _bc2_07 | throughfall 07_08 |  |  | 0 | [6 empty] | 652223.167 | 5773032.7914 |  |  |  | Flag_0: maintenance; Flag_1: man_flag; Flag_2: undef; Flag_3: limits; Flag_4: BC2_Ptemp<0+5h
throughfall trough 8 | 585 |  | 1 |  |  |  | 2014-11-26 13:20 |  | BC2 | CR1BC2_BC2_YYYY_MM_DD_hhmm.level1.csv | TF_BC2_08_Tot | TF_BC2_08 | mm | TF_BC2_08 [mm] |  | WeatherThroughfall1mSum10Min_bc2_08 | 46cb73dcff9bd | Atmosphäre |  | Bestandsniederschlag | Sum |  | _bc2_08 | throughfall 07_08 |  |  | 0 | [6 empty] | 652223.167 | 5773032.7914 |  |  |  | Flag_0: maintenance; Flag_1: man_flag; Flag_2: undef; Flag_3: limits; Flag_4: BC2_Ptemp<0+5h
throughfall trough 9 | 586 |  | 1 |  |  |  | 2014-11-26 13:20 |  | BC2 | CR1BC2_BC2_YYYY_MM_DD_hhmm.level1.csv | TF_BC2_09_Tot | TF_BC2_09 | mm | TF_BC2_09 [mm] |  | WeatherThroughfall1_0mSum10Min_bc2_09 | 46cb73dcff9bd | Atmosphäre |  | Bestandsniederschlag | Sum |  | _bc2_09 | throughfall 09_10 |  |  | 0 | [6 empty] | 652218.7502 | 5773019.788 |  |  |  | Flag_0: maintenance; Flag_1: man_flag; Flag_2: undef; Flag_3: limits; Flag_4: BC2_Ptemp<0+5h
total downward radiation (SWDR + LWDR) | 587 |  | 49 |  |  |  | 2014-06-04 17:40 |  | T1 | CR3T1_T1_YYYY_MM_DD_hhmm.level1.csv | derived | TDR | W/m**2 | TDR [W/m**2] |  | WeatherRadiation_total_in49mAvg10Min_cnr4 | 200867687d0d1 | Atmosphäre |  | Gesamtstrahlung, In | Average |  | _cnr4 | Turm Hohes Holz |  |  | 100 | 1600 |  |  | SWDR LWDR |  |  | 652261.8 | 5772996.3 |  | 20 | 50 | Flag_0: maintenance; Flag_1: man_flag; Flag_2: undef; Flag_3: limits; Flag_4: derived
total upward radiation (SWUR + LWUR) | 588 |  | 49 |  |  |  | 2014-06-04 17:40 |  | T1 | CR3T1_T1_YYYY_MM_DD_hhmm.level1.csv | derived | TUR | W/m**2 | TUR [W/m**2] |  | WeatherRadiation_total_reflected49mAvg10Min_cnr4 | 200867687d0d1 | Atmosphäre |  | Gesamtrückstrahlung | Average |  | _cnr4 | Turm Hohes Holz |  |  | 200 | 800 |  |  | SWUR LWUR |  |  | 652261.8 | 5772996.3 |  | 20 | 50 | Flag_0: maintenance; Flag_1: man_flag; Flag_2: undef; Flag_3: limits; Flag_4: derived
vapour pressure deficit 33m (Tair33HMP RH33HMP) | 589 |  | 33 |  |  |  | 2014-09-18 14:30 | 2019-03-07 14:10 | T2 | CR1T2_T2_YYYY_MM_DD_hhmm.level1.csv | derived | VPdef33 | hPa | VPdef33 [hPa] |  | WeatherVaporpressure33mAvg10Min_def | c4938af6393cf | Atmosphäre |  | Dampfdruck | Average |  | _def | Turm Hohes Holz | [5 empty] | VPmax33 | Tair33HMP RH33HMP |  |  | 652261.8 | 5772996.3 |  | 20 | 50 | Flag_0: maintenance; Flag_1: man_flag; Flag_2: undef; Flag_3: limits; Flag_4: derived
vapour pressure deficit 38m (Tair38HMP RH38HMP) |  |  | 38 |  |  |  | 2019-03-07 14:20 |  | T2 | CR1T2_T2_YYYY_MM_DD_hhmm.level1.csv | derived | VPdef38 | hPa | VPdef38 [hPa] | [9 empty] | Turm Hohes Holz | [5 empty] | VPmax33 | Tair38HMP RH38HMP |  |  | 652261.8 | 5772996.3 |  | 20 | 50 | Flag_0: maintenance; Flag_1: man_flag; Flag_2: undef; Flag_3: limits; Flag_4: derived
vapour pressure deficit 50m from Tair50HMP and RH50HMP | 590 |  | 49 |  |  |  | 2014-06-04 17:40 |  | T1 | CR3T1_T1_YYYY_MM_DD_hhmm.level1.csv | derived | VPdef50 | hPa | VPdef50 [hPa] |  | WeatherVaporpressure49mAvg10Min_def | 200867687d0d1 | Atmosphäre |  | Dampfdruck | Average |  | _def | Turm Hohes Holz | [6 empty] | Tair50HMP RH50HMP |  |  | 652261.8 | 5772996.3 |  | 20 | 50 | Flag_0: maintenance; Flag_1: man_flag; Flag_2: undef; Flag_3: limits; Flag_4: derived
vapour pressure deficit 8m from Tair08WXT and RH08WXT | 591 |  | 8 |  |  |  | 2014-06-20 09:20 |  | T3 | CR1T3_T3_YYYY_MM_DD_hhmm.level1.csv | derived | VPdef08 | hPa | VPdef08 [hPa] |  | WeatherVaporpressure8mAvg10Min_def | 7565ad123bdea | Atmosphäre |  | Dampfdruck | Average |  | _def | Turm Hohes Holz | [6 empty] | Tair08WXT RH08WXT |  |  | 652261.8 | 5772996.3 |  |  |  | Flag_0: maintenance; Flag_1: man_flag; Flag_2: undef; Flag_3: limits; Flag_4: derived
ventilation HMP45c (for air temp and hum- 33m) | 592 |  | 33 |  |  |  | 2014-09-18 14:30 | 2019-03-07 14:10 | T2 | CR1T1_T2_YYYY_MM_DD_hhmm.level1.csv | HMPFan | HMPFan33 | r per interval | HMPFan33 [r per interval] |  | DevicesImpulsescounts33mAvg10Min_hmp | c4938af6393cf | Technische Parameter | Geräte | Impulse / Counts | Average |  | _hmp | Turm Hohes Holz |  |  | 120 | 200 |  |  | Tair33HMP RH33HMP |  | quality criterion for air temp and humidity | 652261.8 | 5772996.3 |  |  |  | Flag_0: maintenance; Flag_1: man_flag; Flag_2: undef; Flag_3: limits
ventilation HMP45c (for air temp and hum- 38m) |  |  | 38 |  |  |  | 2019-03-07 14:20 |  | T2 | CR1T1_T2_YYYY_MM_DD_hhmm.level1.csv | HMPFan | HMPFan38 | r per interval | HMPFan38 [r per interval] | [9 empty] | Turm Hohes Holz |  |  | 120 | 200 |  |  | Tair38HMP RH38HMP |  | quality criterion for air temp and humidity | 652261.8 | 5772996.3 |  |  |  | Flag_0: maintenance; Flag_1: man_flag; Flag_2: undef; Flag_3: limits
ventilation HMP45c (for air temp and hum 50m) | 593 |  | 49 |  |  |  | 2014-06-04 |  | T1 | CR3T1_T1_YYYY_MM_DD_hhmm.level1.csv | HMPFan | HMPFan50 | r per interval | HMPFan50 [r per interval] |  | DevicesImpulsescounts49mAvg10Min_hmp | 200867687d0d1 | Technische Parameter | Geräte | Impulse / Counts | Average |  | _hmp | Turm Hohes Holz |  |  | 120 | 200 |  |  | Tair50HMP RH50HMP |  | quality criterion for air temp and humidity | 652261.8 | 5772996.3 |  |  |  | Flag_0: maintenance; Flag_1: man_flag; Flag_2: undef; Flag_3: limits
water vapour concentration 50m (from airpres50 Tair50 RH50) | 594 |  | 49 |  |  |  | 2014-06-26 13:50 |  | T1 | CR3T1_T1_YYYY_MM_DD_hhmm.level1.csv | derived | H2Oc50 | mmol/mol | H2Oc50 [mmol/mol] |  | WeatherConcentrationh2o49mAvg10Min_c | 200867687d0d1 | Atmosphäre |  | Konzentration H2O | Average |  | _c | Turm Hohes Holz | [6 empty] | airpres50 Tair50HMP RH50HMP | H2O_49m |  | 652261.8 | 5772996.3 |  | 20 | 50 | Flag_0: maintenance; Flag_1: man_flag; Flag_2: undef; Flag_3: limits; Flag_4: derived
water vapour concentration 8m (from airpres08WXT Tair08PT RH08WXT) | 595 |  | 8 |  |  |  | 2014-06-20 09:20 |  | T3 | CR1T3_T3_YYYY_MM_DD_hhmm.level1.csv | derived | H2Oc08 | mmol/mol | H2Oc08 [mmol/mol] |  | WeatherConcentrationh2o8mAvg10Min | 7565ad123bdea | Atmosphäre |  | Konzentration H2O | Average |  |  | Turm Hohes Holz | [6 empty] | airpres08WXT Tair08PT RH08WXT | H2O_08m |  | 652261.8 | 5772996.3 |  | 20 | 50 | Flag_0: maintenance; Flag_1: man_flag; Flag_2: undef; Flag_3: limits; Flag_4: derived
wind component from sonic anemometer x | 596 |  | 49 |  |  |  | 2015-05-28 13:00 |  | T6 | CR1T6_T6_YYYY_MM_DD_hhmm.level1.csv | CSATx | CSATx | m/s | CSATx [m/s] |  | WeatherWindspeed49mAvg10Min_x | 027078876ab91 | Atmosphäre |  | Windgeschwindigkeit | Average |  | _x | Turm Hohes Holz |  |  | -50 | 50 |  |  | WS49 WD49 |  |  | 652261.8 | 5772996.3 |  |  |  | Flag_0: maintenance; Flag_1: man_flag; Flag_2: undef; Flag_3: limits; Flag_4: constant length=2h eps=0.01; Flag_5: CSATx_std<0.01; Flag_6: if CSATx_std or CSATy_std>10
wind component from sonic anemometer y | 597 |  | 49 |  |  |  | 2015-05-28 13:00 |  | T6 | CR1T6_T6_YYYY_MM_DD_hhmm.level1.csv | CSATy | CSATy | m/s | CSATy [m/s] |  | WeatherWindspeed49mAvg10Min_y | 027078876ab91 | Atmosphäre |  | Windgeschwindigkeit | Average |  | _y | Turm Hohes Holz |  |  | -50 | 50 |  |  | WS49 WD49 |  |  | 652261.8 | 5772996.3 |  |  |  | Flag_0: maintenance; Flag_1: man_flag; Flag_2: undef; Flag_3: limits; Flag_4: constant length=2h eps=0.01; Flag_5: CSATy_std<0.01; Flag_6: if CSATx_std or CSATy_std>10
wind diagnostic 14.2m | 598 |  | 14.2 |  |  |  | 2014-07-15 17:30 |  | T2 | CR1T1_T2_YYYY_MM_DD_hhmm.level1.csv | WSDiag14_Tot | winddiag14 |  | winddiag14 [] |  | DevicesQualityflag14_2mAvg10Min_wind14 | c4938af6393cf | Technische Parameter | Geräte | Qualitätswert (Quality Flag) | Average |  | _wind14 | Turm Hohes Holz | [6 empty] | WD14 WS14 |  |  | 652261.8 | 5772996.3 |  |  |  | Flag_0: maintenance; Flag_1: man_flag; Flag_2: undef; Flag_3: limits
wind diagnostic 29m | 599 |  | 29 |  |  |  | 2014-07-15 17:30 |  | T2 | CR1T1_T2_YYYY_MM_DD_hhmm.level1.csv | WSDiag29_Tot | winddiag29 |  | winddiag29 [] |  | DevicesQualityflag29mAvg10Min_wind29 | c4938af6393cf | Technische Parameter | Geräte | Qualitätswert (Quality Flag) | Average |  | _wind29 | Turm Hohes Holz | [6 empty] | WD29 WD29 |  |  | 652261.8 | 5772996.3 |  |  |  | Flag_0: maintenance; Flag_1: man_flag; Flag_2: undef; Flag_3: limits
wind diagnostic 33m | 600 |  | 33 |  |  |  | 2014-07-15 18:10 |  | T2 | CR1T1_T2_YYYY_MM_DD_hhmm.level1.csv | WSDiag33_Tot | winddiag33 |  | winddiag33 [] |  | DevicesQualityflag33mAvg10Min_wind33 | c4938af6393cf | Technische Parameter | Geräte | Qualitätswert (Quality Flag) | Average |  | _wind33 | Turm Hohes Holz | [6 empty] | WD33 WD33 |  |  | 652261.8 | 5772996.3 |  |  |  | Flag_0: maintenance; Flag_1: man_flag; Flag_2: undef; Flag_3: limits
wind diagnostic (WindSonic- 2m) | 601 |  | 2 |  |  |  | 2014-06-19 17:50 |  | T3 | CR1T3_T3_YYYY_MM_DD_hhmm.level1.csv | WSDiag02_Tot | winddiag02 |  | winddiag02 [] |  | DevicesQualityflag2mAvg10Min_wind2 | 7565ad123bdea | Technische Parameter | Geräte | Qualitätswert (Quality Flag) | Average |  | _wind2 | Turm Hohes Holz | [6 empty] | WD02 WS02 |  |  | 652261.8 | 5772996.3 |  |  |  | Flag_0: maintenance; Flag_1: man_flag; Flag_2: undef; Flag_3: limits
wind diagnostic (WindSonic- 4m) | 602 |  | 4 |  |  |  | 2014-06-19 17:50 |  | T3 | CR1T3_T3_YYYY_MM_DD_hhmm.level1.csv | WSDiag04_Tot | winddiag04 |  | winddiag04 [] |  | DevicesQualityflag4mAvg10Min_wind4 | 7565ad123bdea | Technische Parameter | Geräte | Qualitätswert (Quality Flag) | Average |  | _wind4 | Turm Hohes Holz | [6 empty] | WD04 WS04 |  |  | 652261.8 | 5772996.3 |  |  |  | Flag_0: maintenance; Flag_1: man_flag; Flag_2: undef; Flag_3: limits
wind direction (WindSonic- 2m) | 603 |  | 2 |  |  |  | 2014-06-19 17:50 |  | T3 | CR1T3_T3_YYYY_MM_DD_hhmm.level1.csv | WD02_WVT | WD02 | deg | WD02 [deg] |  | WeatherWinddirection2mAvg10Min | 7565ad123bdea | Atmosphäre |  | Windrichtung | Average |  |  | Turm Hohes Holz |  |  | 0 | 360 | [5 empty] | 652261.8 | 5772996.3 |  |  |  | Flag_0: maintenance; Flag_1: man_flag; Flag_2: undef; Flag_3: limits; Flag_4: diag diagv='winddiag02'; Flag_5: constant length=2h eps=0.01
wind direction (WindSonic- 4m) | 604 |  | 4 |  |  |  | 2014-06-19 17:50 |  | T3 | CR1T3_T3_YYYY_MM_DD_hhmm.level1.csv | WD04_WVT | WD04 | deg | WD04 [deg] |  | WeatherWinddirection4mAvg10Min | 7565ad123bdea | Atmosphäre |  | Windrichtung | Average |  |  | Turm Hohes Holz |  |  | 0 | 360 | [5 empty] | 652261.8 | 5772996.3 |  |  |  | Flag_0: maintenance; Flag_1: man_flag; Flag_2: undef; Flag_3: limits; Flag_4: diag diagv='winddiag04'; Flag_5: constant length=2h eps=0.01
wind direction (WXT- 2m) | 605 |  | 2 |  |  |  | 2013-09-16 | 2014-06-20 | BC3 | CR1BC3_WXT_YYYY_MM_DD_hhmm.dat | WD_WVT | WD02_WXT | deg | WD02_WXT [deg] |  | WeatherWinddirection2mAvg10Min_wxt | 66dd8384ba380 | Atmosphäre |  | Windrichtung | Average |  | _wxt | logger_BC3 |  |  | 0 | 360 | [5 empty] | 652195.5712 | 5772980.9206 |  |  |  | Flag_0: maintenance; Flag_1: man_flag; Flag_2: undef; Flag_3: limits; Flag_4: constant length=2h eps=0.01
wind direction (WXT- 9m) | 606 |  | 9 |  |  |  | 2014-06-20 09:40 |  | T3 | CR1T3_T3_YYYY_MM_DD_hhmm.level1.csv | WD08_WXT_WVT | WD08_WXT | deg | WD08_WXT [deg] |  | WeatherWinddirection9mAvg10Min_wxt | 7565ad123bdea | Atmosphäre |  | Windrichtung | Average |  | _wxt | Turm Hohes Holz |  |  | 0 | 360 | [5 empty] | 652261.8 | 5772996.3 |  |  |  | Flag_0: maintenance; Flag_1: man_flag; Flag_2: undef; Flag_3: limits; Flag_4: constant length=2h eps=0.01
wind direction 14.2m | 607 |  | 14.2 |  |  |  | 2014-07-15 17:30 |  | T2 | CR1T1_T2_YYYY_MM_DD_hhmm.level1.csv | WD14_WVT | WD14 | deg | WD14 [deg] |  | WeatherWinddirection14_2mAvg10Min | c4938af6393cf | Atmosphäre |  | Windrichtung | Average |  |  | Turm Hohes Holz |  |  | 0 | 360 | [5 empty] | 652261.8 | 5772996.3 |  |  |  | Flag_0: maintenance; Flag_1: man_flag; Flag_2: undef; Flag_3: limits; Flag_4: diag diagv='winddiag14'; Flag_5: constant length=2h eps=0.01
wind direction 29m | 608 |  | 29 |  |  |  | 2014-07-15 17:30 |  | T2 | CR1T1_T2_YYYY_MM_DD_hhmm.level1.csv | WD29_WVT | WD29 | deg | WD29 [deg] |  | WeatherWinddirection29mAvg10Min | c4938af6393cf | Atmosphäre |  | Windrichtung | Average |  |  | Turm Hohes Holz |  |  | 0 | 360 | [5 empty] | 652261.8 | 5772996.3 |  |  |  | Flag_0: maintenance; Flag_1: man_flag; Flag_2: undef; Flag_3: limits; Flag_4: diag diagv='winddiag29'; Flag_5: constant length=2h eps=0.01
wind direction 33m | 609 |  | 33 |  |  |  | 2014-07-15 18:10 |  | T2 | CR1T1_T2_YYYY_MM_DD_hhmm.level1.csv | WD33_WVT | WD33 | deg | WD33 [deg] |  | WeatherWinddirection33mAvg10Min | c4938af6393cf | Atmosphäre |  | Windrichtung | Average |  |  | Turm Hohes Holz |  |  | 0 | 360 |  |  |  | WD_back |  | 652261.8 | 5772996.3 |  |  |  | Flag_0: maintenance; Flag_1: man_flag; Flag_2: undef; Flag_3: limits; Flag_4: diag diagv='winddiag33'; Flag_5: constant length=2h eps=0.01
wind direction from sonic anemometer | 610 |  | 49 |  |  |  | 2015-05-28 13:00 |  | T6 | CR1T6_T6_YYYY_MM_DD_hhmm.level1.csv | derived | WD49 | deg | WD49 [deg] |  | WeatherWinddirection49mAvg10Min_csat | 027078876ab91 | Atmosphäre |  | Windrichtung | Average |  | _csat | Turm Hohes Holz |  | windir | 0 | 360 |  |  | CSATx CSATy | WD33 |  | 652261.8 | 5772996.3 |  | 20 | 50 | Flag_0: maintenance; Flag_1: man_flag; Flag_2: undef; Flag_3: limits; Flag_4: derived
wind direction std (WindSonic- 2m) | 611 |  | 2 |  |  |  | 2014-06-19 17:50 |  | T3 | CR1T3_T3_YYYY_MM_DD_hhmm.level1.csv | WD02_SD_WVT | WDstd02 | deg | WDstd02 [deg] |  | WeatherWinddirection2mStd_dev10Min | 7565ad123bdea | Atmosphäre |  | Windrichtung | Standard deviation |  |  | Turm Hohes Holz | [9 empty] | 652261.8 | 5772996.3 |  |  |  | Flag_0: maintenance; Flag_1: man_flag; Flag_2: undef; Flag_3: limits; Flag_4: diag diagv='winddiag02'
wind direction std (WindSonic- 4m) | 612 |  | 4 |  |  |  | 2014-06-19 17:50 |  | T3 | CR1T3_T3_YYYY_MM_DD_hhmm.level1.csv | WD04_SD_WVT | WDstd04 | deg | WDstd04 [deg] |  | WeatherWinddirection4mStd_dev10Min | 7565ad123bdea | Atmosphäre |  | Windrichtung | Standard deviation |  |  | Turm Hohes Holz | [9 empty] | 652261.8 | 5772996.3 |  |  |  | Flag_0: maintenance; Flag_1: man_flag; Flag_2: undef; Flag_3: limits; Flag_4: diag diagv='winddiag04'
wind direction std (WXT- 2m) | 613 |  | 2 |  |  |  | 2013-09-16 | 2014-06-20 | BC3 | CR1BC3_WXT_YYYY_MM_DD_hhmm.dat | WD_WVT_SD | WDstd02_WXT | deg | WDstd02_WXT [deg] | [9 empty] | logger_BC3 | [9 empty] | 652195.5712 | 5772980.9206 |  |  |  | Flag_0: maintenance; Flag_1: man_flag; Flag_2: undef; Flag_3: limits
wind direction std (WXT- 9m) | 614 |  | 9 |  |  |  | 2014-06-20 09:40 |  | T3 | CR1T3_T3_YYYY_MM_DD_hhmm.level1.csv | WD08_WXT_SD_WVT | WDstd08_WXT | deg | WDstd08_WXT [deg] |  | WeatherWinddirection9mStd_dev10Min | 7565ad123bdea | Atmosphäre |  | Windrichtung | Standard deviation |  |  | Turm Hohes Holz | [9 empty] | 652261.8 | 5772996.3 |  |  |  | Flag_0: maintenance; Flag_1: man_flag; Flag_2: undef; Flag_3: limits
wind direction std 14.2m | 615 |  | 14.2 |  |  |  | 2014-07-15 17:30 |  | T2 | CR1T1_T2_YYYY_MM_DD_hhmm.level1.csv | WD14_SD1_WVT | WDstd14 | deg | WDstd14 [deg] |  | WeatherWinddirection14_2mStd_dev10Min | c4938af6393cf | Atmosphäre |  | Windrichtung | Standard deviation |  |  | Turm Hohes Holz | [9 empty] | 652261.8 | 5772996.3 |  |  |  | Flag_0: maintenance; Flag_1: man_flag; Flag_2: undef; Flag_3: limits; Flag_4: diag diagv='winddiag14'
wind direction std 29m | 616 |  | 29 |  |  |  | 2014-07-15 17:30 |  | T2 | CR1T1_T2_YYYY_MM_DD_hhmm.level1.csv | WD29_SD1_WVT | WDstd29 | deg | WDstd29 [deg] |  | WeatherWinddirection29mStd_dev10Min | c4938af6393cf | Atmosphäre |  | Windrichtung | Standard deviation |  |  | Turm Hohes Holz | [9 empty] | 652261.8 | 5772996.3 |  |  |  | Flag_0: maintenance; Flag_1: man_flag; Flag_2: undef; Flag_3: limits; Flag_4: diag diagv='winddiag29'
wind direction std 33m | 617 |  | 33 |  |  |  | 2014-07-15 18:10 |  | T2 | CR1T1_T2_YYYY_MM_DD_hhmm.level1.csv | WD33_SD1_WVT | WDstd33 | deg | WDstd33 [deg] |  | WeatherWinddirection33mStd_dev10Min | c4938af6393cf | Atmosphäre |  | Windrichtung | Standard deviation |  |  | Turm Hohes Holz | [9 empty] | 652261.8 | 5772996.3 |  |  |  | Flag_0: maintenance; Flag_1: man_flag; Flag_2: undef; Flag_3: limits; Flag_4: diag diagv='winddiag33'
wind speed (WindSonic- 2m) | 618 |  | 2 |  |  |  | 2014-06-19 17:50 |  | T3 | CR1T3_T3_YYYY_MM_DD_hhmm.level1.csv | WS02_WVT | WS02 | m/s | WS02 [m/s] |  | WeatherWindspeed2mAvg10Min | 7565ad123bdea | Atmosphäre |  | Windgeschwindigkeit | Average |  |  | Turm Hohes Holz |  |  | 0 | 40 | [5 empty] | 652261.8 | 5772996.3 |  |  |  | Flag_0: maintenance; Flag_1: man_flag; Flag_2: undef; Flag_3: limits; Flag_4: diag diagv='winddiag02'
wind speed (WindSonic- 4m) | 619 |  | 4 |  |  |  | 2014-06-19 17:50 |  | T3 | CR1T3_T3_YYYY_MM_DD_hhmm.level1.csv | WS04_WVT | WS04 | m/s | WS04 [m/s] |  | WeatherWindspeed4mAvg10Min | 7565ad123bdea | Atmosphäre |  | Windgeschwindigkeit | Average |  |  | Turm Hohes Holz |  |  | 0 | 40 | [5 empty] | 652261.8 | 5772996.3 |  |  |  | Flag_0: maintenance; Flag_1: man_flag; Flag_2: undef; Flag_3: limits; Flag_4: diag diagv='winddiag04'
wind speed (WXT - 2m) | 620 |  | 2 |  |  |  | 2013-09-16 | 2014-06-20 | BC3 | CR1BC3_WXT_YYYY_MM_DD_hhmm.dat | WS_WVT | WS02_WXT | m/s | WS02_WXT [m/s] |  | WeatherWindspeed2_0mAvg10Min_wxt | 66dd8384ba380 | Atmosphäre |  | Windgeschwindigkeit | Average |  | _wxt | logger_BC3 |  |  | 0 | 40 | [5 empty] | 652195.5712 | 5772980.9206 |  |  |  | Flag_0: maintenance; Flag_1: man_flag; Flag_2: undef; Flag_3: limits; Flag_4: constant length=2h eps=0.01
wind speed (WXT - 9m) | 621 |  | 9 |  |  |  | 2014-06-20 09:40 |  | T3 | CR1T3_T3_YYYY_MM_DD_hhmm.level1.csv | WS08_WXT_WVT | WS08_WXT | m/s | WS08_WXT [m/s] |  | WeatherWindspeed9mAvg10Min_wxt | 7565ad123bdea | Atmosphäre |  | Windgeschwindigkeit | Average |  | _wxt | Turm Hohes Holz |  |  | 0 | 40 | [5 empty] | 652261.8 | 5772996.3 |  |  |  | Flag_0: maintenance; Flag_1: man_flag; Flag_2: undef; Flag_3: limits; Flag_4: constant length=2h eps=0.01
wind speed 14.2m | 622 |  | 14.2 |  |  |  | 2014-07-15 17:30 |  | T2 | CR1T1_T2_YYYY_MM_DD_hhmm.level1.csv | WS14_WVT | WS14 | m/s | WS14 [m/s] |  | WeatherWindspeed14_2mAvg10Min | c4938af6393cf | Atmosphäre |  | Windgeschwindigkeit | Average |  |  | Turm Hohes Holz |  |  | 0 | 50 | [5 empty] | 652261.8 | 5772996.3 |  |  |  | Flag_0: maintenance; Flag_1: man_flag; Flag_2: undef; Flag_3: limits; Flag_4: diag diagv='winddiag14'; Flag_5: constant length=2h eps=0.01
wind speed 29m | 623 |  | 29 |  |  |  | 2014-07-15 17:30 |  | T2 | CR1T1_T2_YYYY_MM_DD_hhmm.level1.csv | WS29_WVT | WS29 | m/s | WS29 [m/s] |  | WeatherWindspeed29mAvg10Min | c4938af6393cf | Atmosphäre |  | Windgeschwindigkeit | Average |  |  | Turm Hohes Holz |  |  | 0 | 50 | [5 empty] | 652261.8 | 5772996.3 |  |  |  | Flag_0: maintenance; Flag_1: man_flag; Flag_2: undef; Flag_3: limits; Flag_4: diag diagv='winddiag29'; Flag_5: constant length=2h eps=0.01
wind speed 33m | 624 |  | 33 |  |  |  | 2014-07-15 18:10 |  | T2 | CR1T1_T2_YYYY_MM_DD_hhmm.level1.csv | WS33_WVT | WS33 | m/s | WS33 [m/s] |  | WeatherWindspeed33mAvg10Min | c4938af6393cf | Atmosphäre |  | Windgeschwindigkeit | Average |  |  | Turm Hohes Holz |  |  | 0 | 60 |  |  |  | WS_back |  | 652261.8 | 5772996.3 |  |  |  | Flag_0: maintenance; Flag_1: man_flag; Flag_2: undef; Flag_3: limits; Flag_4: diag diagv='winddiag33'; Flag_5: constant length=2h eps=0.01
wind speed from sonic anemometer 49m | 625 |  | 49 |  |  |  | 2015-05-28 13:00 |  | T6 | CR1T6_T6_YYYY_MM_DD_hhmm.level1.csv | derived | WS49 | m/s | WS49 [m/s] |  | WeatherWindspeed49mAvg10Min_csat | 027078876ab91 | Atmosphäre |  | Windgeschwindigkeit | Average |  | _csat | Turm Hohes Holz |  | windspeed | 0 | 60 |  |  | CSATx CSATy | WS33 |  | 652261.8 | 5772996.3 |  | 20 | 50 | Flag_0: maintenance; Flag_1: man_flag; Flag_2: undef; Flag_3: limits; Flag_4: derived
standard deviation of x-component of sonic anemometer | 626 |  | 49 |  |  |  | 2017-01-02 12:00 |  | T6 | CR1T6_T6_YYYY_MM_DD_hhmm.level1.csv | CSATxStdDev | CSATx_std | m/s | CSATx_std [m/s] |  | WeatherWindspeed49mStd_dev10Min_x_std | 027078876ab91 | Atmosphäre |  | Windgeschwindigkeit | Standard deviation |  | _x_std | Turm Hohes Holz | [9 empty] | 652261.8 | 5772996.3 |  |  |  | Flag_0: maintenance; Flag_1: man_flag; Flag_2: undef
standard deviation of y-component of sonic anemometer | 627 |  | 49 |  |  |  | 2017-01-02 12:00 |  | T6 | CR1T6_T6_YYYY_MM_DD_hhmm.level1.csv | CSATyStdDev | CSATy_std | m/s | CSATy_std [m/s] |  | WeatherWindspeed49_0mStd_dev10Min_y_std | 027078876ab91 | Atmosphäre |  | Windgeschwindigkeit | Standard deviation |  | _y_std | Turm Hohes Holz | [9 empty] | 652261.8 | 5772996.3 |  |  |  | Flag_0: maintenance; Flag_1: man_flag; Flag_2: undef
logger panel temperature T8-ICOS backup | 628 |  | 37 |  |  |  | 2017-03-31 09:50 |  | T8 | CR3T8_T8_YYYY_MM_DD_hhmm.csv | PTemp_back | T8_Ptemp_back | degC | T8_Ptemp_back [degC] | [9 empty] | Turm Hohes Holz |  |  | -20 | 50 | [5 empty] | 652261.8 | 5772996.3 |  |  |  | Flag_0: maintenance; Flag_1: man_flag; Flag_2: undef; Flag_3: limits
Logger voltage T8-ICOS backup | 629 |  | 37 |  |  |  | 2017-03-31 09:50 |  | T8 | CR3T8_T8_YYYY_MM_DD_hhmm.csv | batt_volt_back | T8_batt_volt_back | V | T8_batt_volt_back [V] | [9 empty] | Turm Hohes Holz |  |  | 11 | 14.5 | [5 empty] | 652261.8 | 5772996.3 |  |  |  | Flag_0: maintenance; Flag_1: man_flag; Flag_2: undef; Flag_3: limits
short wave downward radiation-ICOS backup | 630 |  | 37 |  |  |  | 2017-03-31 09:50 |  | T8 | CR3T8_T8_YYYY_MM_DD_hhmm.csv | SWDR_back | SWDR_back | W/m**2 | SWDR_back [W/m**2] | SW_IN_2_1_1 | [8 empty] | Turm Hohes Holz |  |  | -50 | 1300 |  |  | TDR_back Rn_back |  |  | 652261.8 | 5772996.3 |  | 20 | 50 | Flag_0: maintenance; Flag_1: man_flag; Flag_2: undef; Flag_3: limits
short wave upward radiation-ICOS backup | 631 |  | 37 |  |  |  | 2017-03-31 09:50 |  | T8 | CR3T8_T8_YYYY_MM_DD_hhmm.csv | SWUR_back | SWUR_back | W/m**2 | SWUR_back [W/m**2] | SW_OUT_2_1_1 | [8 empty] | Turm Hohes Holz |  |  | -50 | 1100 |  |  | TDR_back Rn_back |  |  | 652261.8 | 5772996.3 |  | 20 | 50 | Flag_0: maintenance; Flag_1: man_flag; Flag_2: undef; Flag_3: limits
long wave downward radiation-ICOS backup | 632 |  | 37 |  |  |  | 2017-03-31 09:50 |  | T8 | CR3T8_T8_YYYY_MM_DD_hhmm.csv | LWDR_back | LWDR_back | W/m**2 | LWDR_back [W/m**2] | LW_IN_2_1_1 | [8 empty] | Turm Hohes Holz |  |  | 180 | 520 |  |  | TDR_back Rn_back |  |  | 652261.8 | 5772996.3 |  | 20 | 50 | Flag_0: maintenance; Flag_1: man_flag; Flag_2: undef; Flag_3: limits
long wave upward radiation-ICOS backup | 633 |  | 37 |  |  |  | 2017-03-31 09:50 |  | T8 | CR3T8_T8_YYYY_MM_DD_hhmm.csv | LWUR_back | LWUR_back | W/m**2 | LWUR_back [W/m**2] | LW_OUT_2_1_1 | [8 empty] | Turm Hohes Holz |  |  | 220 | 600 |  |  | TDR_back Rn_back |  |  | 652261.8 | 5772996.3 |  | 20 | 50 | Flag_0: maintenance; Flag_1: man_flag; Flag_2: undef; Flag_3: limits
pyranometer body temp | 634 |  | 37 |  |  |  | 2017-06-12 11:00 |  | T8 | CR3T8_T8_YYYY_MM_DD_hhmm.csv | T_NR01_back | Tpyr_back | degC | Tpyr_back [degC] | [9 empty] | Turm Hohes Holz |  |  | -35 | 50 |  |  | TDR_back TUR_back Rn_back LWDR_back LWUR_back Trad_pyr_back |  |  | 652261.8 | 5772996.3 |  |  |  | Flag_0: maintenance; Flag_1: man_flag; Flag_2: undef; Flag_3: limits
relative humidity-ICOS backup | 635 |  | 37 |  |  |  | 2017-03-31 09:50 |  | T8 | CR3T8_T8_YYYY_MM_DD_hhmm.csv | RH_back | RH_back | % | RH_back [%] | RH_2_1_1 | [8 empty] | Turm Hohes Holz |  |  | 0 | 105 |  |  | VPact_back VPdef_back Tdew_back sh_back rho_back H2Oc_back |  |  | 652261.8 | 5772996.3 |  | 10 | 50 | Flag_0: maintenance; Flag_1: man_flag; Flag_2: undef; Flag_3: limits
air temperature-ICOS backup | 636 |  | 37 |  |  |  | 2017-03-31 09:50 |  | T8 | CR3T8_T8_YYYY_MM_DD_hhmm.csv | Tair_back | Tair_back | degC | Tair_back [degC] | TA_2_1_1 | [8 empty] | Turm Hohes Holz |  |  | -35 | 50 |  |  | VPact_back VPdef_back Tdew_back sh_back rho_back H2Oc_back VPmax_back Tpot_back |  |  | 652261.8 | 5772996.3 |  | 10 | 30 | Flag_0: maintenance; Flag_1: man_flag; Flag_2: undef; Flag_3: limits
air pressure-ICOS backup | 637 |  | 37 |  |  |  | 2017-03-31 09:50 |  | T8 | CR3T8_T8_YYYY_MM_DD_hhmm.csv | airpres_back | airpres_back | hPa | airpres_back [hPa] | PA_2_1_1 | [8 empty] | Turm Hohes Holz |  |  | 920 | 1050 |  |  | sh_back rho_back H2Oc_back Tpot_back | airpres08WXT |  | 652261.8 | 5772996.3 |  | 30 | 60 | Flag_0: maintenance; Flag_1: man_flag; Flag_2: undef; Flag_3: limits
precipitation-ICOS backup | 638 |  | 37 |  |  |  | 2017-03-31 09:50 |  | T8 | CR3T8_T8_YYYY_MM_DD_hhmm.csv | precip_back_Tot | precip_back | mm | precip_back [mm] | P_2_1_1 | [8 empty] | Turm Hohes Holz |  |  | 0 | [6 empty] | 652261.8 | 5772996.3 |  | 20 | 50 | Flag_0: maintenance; Flag_1: man_flag; Flag_2: undef; Flag_3: limits
wind speed-ICOS backup | 639 |  | 37 |  |  |  | 2017-03-31 09:50 |  | T8 | CR3T8_T8_YYYY_MM_DD_hhmm.csv | ws_back | WS_back | m/s | WS_back [m/s] | WS_2_1_1 | [8 empty] | Turm Hohes Holz |  |  | 0 | 40 |  |  |  | WS33 |  | 652261.8 | 5772996.3 |  | 20 | 50 | Flag_0: maintenance; Flag_1: man_flag; Flag_2: undef; Flag_3: limits
wind direction-ICOS backup | 640 |  | 37 |  |  |  | 2017-03-31 09:50 |  | T8 | CR3T8_T8_YYYY_MM_DD_hhmm.csv | wd_back | WD_back | deg | WD_back [deg] | WD_2_1_1 | [8 empty] | Turm Hohes Holz |  |  | 0 | 360 |  |  |  | WD33 |  | 652261.8 | 5772996.3 |  | 20 | 50 | Flag_0: maintenance; Flag_1: man_flag; Flag_2: undef; Flag_3: limits
standard deviation of wind direction-ICOS backup | 641 |  | 37 |  |  |  | 2017-03-31 09:50 |  | T8 | CR3T8_T8_YYYY_MM_DD_hhmm.csv | wd_StdDev_back | WD_std_back | deg | WD_std_back [deg] | [9 empty] | Turm Hohes Holz |  |  | 0 | [6 empty] | 652261.8 | 5772996.3 |  |  |  | Flag_0: maintenance; Flag_1: man_flag; Flag_2: undef; Flag_3: limits
Total downward radiation for T8 (back-up meteo) | 642 |  | 37 |  |  |  | 2017-03-31 09:50 |  | T8 | CR3T8_T8_YYYY_MM_DD_hhmm.csv | derived | TDR_back | W/m**2 | TDR_back [W/m**2] | [9 empty] | Turm Hohes Holz | [6 empty] | SWDR_back LWDR_back |  |  | 652261.8 | 5772996.3 |  | 20 | 50 | Flag_0: maintenance; Flag_1: man_flag; Flag_2: undef; Flag_3: limits; Flag_4: derived
Total upward radiation for T8 (back-up meteo) | 643 |  | 37 |  |  |  | 2017-03-31 09:50 |  | T8 | CR3T8_T8_YYYY_MM_DD_hhmm.csv | derived | TUR_back | W/m**2 | TUR_back [W/m**2] | [9 empty] | Turm Hohes Holz | [6 empty] | SWUR_back LWUR_back |  |  | 652261.8 | 5772996.3 |  | 20 | 50 | Flag_0: maintenance; Flag_1: man_flag; Flag_2: undef; Flag_3: limits; Flag_4: derived
Net radiation for T8 (back-up meteo) | 644 |  | 37 |  |  |  | 2017-03-31 09:50 |  | T8 | CR3T8_T8_YYYY_MM_DD_hhmm.csv | derived | Rn_back | W/m**2 | Rn_back [W/m**2] | [9 empty] | Turm Hohes Holz | [6 empty] | SWDR_back LWDR_back SWUR_back LWUR_back |  |  | 652261.8 | 5772996.3 |  | 20 | 50 | Flag_0: maintenance; Flag_1: man_flag; Flag_2: undef; Flag_3: limits; Flag_4: derived
Albedo for T8 (back-up meteo) | 645 |  | 37 |  |  |  | 2017-03-31 09:50 |  | T8 | CR3T8_T8_YYYY_MM_DD_hhmm.csv | derived | Albedo_back | % | Albedo_back [%] | [9 empty] | Turm Hohes Holz | [6 empty] | SWDR_back SWUR_back |  |  | 652261.8 | 5772996.3 |  |  |  | Flag_0: maintenance; Flag_1: man_flag; Flag_2: undef; Flag_3: limits; Flag_4: derived
Radiation temperature from NR01 T8 (back-up meteo) | 646 |  | 37 |  |  |  | 2017-03-31 09:50 |  | T8 | CR3T8_T8_YYYY_MM_DD_hhmm.csv | derived | Trad_pyr_back | degC | Trad_pyr_back [degC] | [9 empty] | Turm Hohes Holz | [6 empty] | LWUR_back |  |  | 652261.8 | 5772996.3 |  | 20 | 50 | Flag_0: maintenance; Flag_1: man_flag; Flag_2: undef; Flag_3: limits; Flag_4: derived
actual vapour pressure 37m (from Tair_back and RH_back) | 647 |  | 37 |  |  |  | 2017-03-31 09:50 |  | T8 | CR3T8_T8_YYYY_MM_DD_hhmm.csv | derived | VPact_back | hPa | VPact_back [hPa] | [9 empty] | Turm Hohes Holz | [6 empty] | Tair_back RH_back |  |  | 652261.8 | 5772996.3 |  | 20 | 50 | Flag_0: maintenance; Flag_1: man_flag; Flag_2: undef; Flag_3: limits; Flag_4: derived
Air vapour pressure deficit 37m, T8 (back-up meteo) | 648 |  | 37 |  |  |  | 2017-03-31 09:50 |  | T8 | CR3T8_T8_YYYY_MM_DD_hhmm.csv | derived | VPdef_back | hPa | VPdef_back [hPa] | [9 empty] | Turm Hohes Holz | [6 empty] | Tair_back RH_back |  |  | 652261.8 | 5772996.3 |  |  |  | Flag_0: maintenance; Flag_1: man_flag; Flag_2: undef; Flag_3: limits; Flag_4: derived
Dew point temperature 37m, T8 (back-up meteo) | 649 |  | 37 |  |  |  | 2017-03-31 09:50 |  | T8 | CR3T8_T8_YYYY_MM_DD_hhmm.csv | derived | Tdew_back | degC | Tdew_back [degC] | [9 empty] | Turm Hohes Holz | [6 empty] | Tair_back RH_back |  |  | 652261.8 | 5772996.3 |  |  |  | Flag_0: maintenance; Flag_1: man_flag; Flag_2: undef; Flag_3: limits; Flag_4: derived
specific humidity 37m, T8 (back-up meteo) | 650 |  | 37 |  |  |  | 2017-03-31 09:50 |  | T8 | CR3T8_T8_YYYY_MM_DD_hhmm.csv | derived | sh_back | g/kg | sh_back [g/kg] | [9 empty] | Turm Hohes Holz | [6 empty] | Tair_back RH_back airpres_back |  |  | 652261.8 | 5772996.3 |  |  |  | Flag_0: maintenance; Flag_1: man_flag; Flag_2: undef; Flag_3: limits; Flag_4: derived
air density 37m, T8 (back-up meteo) | 651 |  | 37 |  |  |  | 2017-03-31 09:50 |  | T8 | CR3T8_T8_YYYY_MM_DD_hhmm.csv | derived | rho_back | kg/m3 | rho_back [kg/m3] | [9 empty] | Turm Hohes Holz | [6 empty] | Tair_back RH_back airpres_back |  |  | 652261.8 | 5772996.3 |  |  |  | Flag_0: maintenance; Flag_1: man_flag; Flag_2: undef; Flag_3: limits; Flag_4: derived
potential temperature 37m, T8 (back-up meteo) | 652 |  | 37 |  |  |  | 2017-03-31 09:50 |  | T8 | CR3T8_T8_YYYY_MM_DD_hhmm.csv | derived | Tpot_back | K | Tpot_back [K] | [9 empty] | Turm Hohes Holz | [6 empty] | Tair_back airpres_back |  |  | 652261.8 | 5772996.3 |  |  |  | Flag_0: maintenance; Flag_1: man_flag; Flag_2: undef; Flag_3: limits; Flag_4: derived
water vapour concentration 37m, T8 (back-up meteo) | 653 |  | 37 |  |  |  | 2017-03-31 09:50 |  | T8 | CR3T8_T8_YYYY_MM_DD_hhmm.csv | derived | H2Oc_back | mmol/mol | H2Oc_back [mmol/mol] | [9 empty] | Turm Hohes Holz | [6 empty] | Tair_back RH_back airpres_back |  |  | 652261.8 | 5772996.3 |  | 20 | 50 | Flag_0: maintenance; Flag_1: man_flag; Flag_2: undef; Flag_3: limits; Flag_4: derived
saturation vapour pressure 37m , T8 (back-up meteo) | 654 |  | 37 |  |  |  | 2017-03-31 09:50 |  | T8 | CR3T8_T8_YYYY_MM_DD_hhmm.csv | derived | VPmax_back | hPa | VPmax_back [hPa] | [9 empty] | Turm Hohes Holz | [6 empty] | Tair_back |  |  | 652261.8 | 5772996.3 |  |  |  | Flag_0: maintenance; Flag_1: man_flag; Flag_2: undef; Flag_3: limits; Flag_4: derived
wind speed-49m 2D sonic anemometer | 655 |  | 49 |  |  |  | 2017-06-27 14:30 |  | T1 | CR3T1_T1_YYYY_MM_DD_hhmm.level1.csv | WS50_WVT | WS49_2D | m/s | WS49_2D [m/s] | WS_1_1_1 | [8 empty] | Turm Hohes Holz |  |  | 0 | 40 |  |  | WS49_diag_2D | WS49 |  | 652261.8 | 5772996.3 |  | 20 | 50 | Flag_0: maintenance; Flag_1: man_flag; Flag_2: undef; Flag_3: limits
wind direction-49m 2D sonic anemometer | 656 |  | 49 |  |  |  | 2017-06-27 14:30 |  | T1 | CR3T1_T1_YYYY_MM_DD_hhmm.level1.csv | WD50_WVT | WD49_2D | deg | WD49_2D [deg] | WD_1_1_1 | [8 empty] | Turm Hohes Holz |  |  | 0 | 360 |  |  | WS49_diag_2D | WD49 |  | 652261.8 | 5772996.3 |  | 20 | 50 | Flag_0: maintenance; Flag_1: man_flag; Flag_2: undef; Flag_3: limits
wind direction standard deviation-49m 2D sonic anemometer | 657 |  | 49 |  |  |  | 2017-06-27 14:30 |  | T1 | CR3T1_T1_YYYY_MM_DD_hhmm.level1.csv | WD50_SD1_WVT | WD49_std_2D | deg | WD49_std_2D [deg] | [9 empty] | Turm Hohes Holz | [9 empty] | 652261.8 | 5772996.3 |  |  |  | Flag_0: maintenance; Flag_1: man_flag; Flag_2: undef
diagnostic for 49m 2D sonic anemometer | 658 |  | 49 |  |  |  | 2017-06-27 14:30 |  | T1 | CR3T1_T1_YYYY_MM_DD_hhmm.level1.csv | WSDiag | WS49_diag_2D |  | WS49_diag_2D [] | [9 empty] | Turm Hohes Holz | [9 empty] | 652261.8 | 5772996.3 |  |  |  | Flag_0: maintenance; Flag_1: man_flag; Flag_2: undef
photosynthetic active radiation 49m (in) from BF5 | 659 |  | 49 |  |  |  | 2017-06-27 14:30 |  | T1 | CR3T1_T1_YYYY_MM_DD_hhmm.level1.csv | PARBF5 | PARBF5 | umol/m**2 s | PARBF5 [umol/m**2 s] | PPFD_IN_1_1_2 | [8 empty] | Turm Hohes Holz |  |  | -20 | 2500 | 0 |  |  | PAlbedo50 |  | 652261.8 | 5772996.3 |  | 20 | 50 | Flag_0: maintenance; Flag_1: man_flag; Flag_2: undef; Flag_3: limits
diffuse photosynthetic active radiation 49m (in) from BF5 | 660 |  | 49 |  |  |  | 2017-06-27 14:30 |  | T1 | CR3T1_T1_YYYY_MM_DD_hhmm.level1.csv | PARdiff | PARdiff | umol/m**2 s | PARdiff [umol/m**2 s] | PPFD_DIF_1_1_1 | [6 empty] | _2 | _bf5 | Turm Hohes Holz | [9 empty] | 652261.8 | 5772996.3 |  | 20 | 50 | Flag_0: maintenance; Flag_1: man_flag; Flag_2: undef; Flag_3: limits
sun status from BF5 (cloudy-non-cloudy) | 661 |  | 49 |  |  |  | 2017-06-27 14:30 |  | T1 | CR3T1_T1_YYYY_MM_DD_hhmm.level1.csv | SunStatBF5 | SunStatBF5 |  | SunStatBF5 [] | [9 empty] | Turm Hohes Holz | [9 empty] | 652261.8 | 5772996.3 |  |  |  | Flag_0: maintenance; Flag_1: man_flag; Flag_2: undef
infrared temperature of surface 50m- north | 662 |  | 49 |  |  |  | 2017-06-14 12:40 |  | T7 | CR3T7_T7_YYYY_MM_DD_hhmm.level1.csv | Trad50n | Trad50n | degC | Trad50n [degC] |  | WeatherSurfaceradiationtemperature49mAvg10Min_n | e6530ae84d842 | Atmosphäre |  | Strahlungstemperatur der Oberfläche | Average |  | _n | Turm Hohes Holz |  |  | -35 | 50 |  |  |  | Trad50s Trad_pyr |  | 652261.8 | 5772996.3 |  | 20 | 50 | Flag_0: maintenance; Flag_1: man_flag; Flag_2: undef; Flag_3: limits; Flag_4: MAD deriv=0 z=7 length=180d
infrared temperature of surface 50m- south | 663 |  | 49 |  |  |  | 2017-06-14 12:40 |  | T7 | CR3T7_T7_YYYY_MM_DD_hhmm.level1.csv | Trad50s | Trad50s | degC | Trad50s [degC] |  | WeatherSurfaceradiationtemperature49mAvg10Min_s | e6530ae84d842 | Atmosphäre |  | Strahlungstemperatur der Oberfläche | Average |  | _s | Turm Hohes Holz |  |  | -35 | 50 |  |  |  | Trad50n Trad_pyr |  | 652261.8 | 5772996.3 |  | 20 | 50 | Flag_0: maintenance; Flag_1: man_flag; Flag_2: undef; Flag_3: limits; Flag_4: MAD deriv=0 z=7 length=180d
logger panel temperature T7 |  |  | 49 |  |  |  | 2017-06-14 12:40 |  | T7 | CR3T7_T7_YYYY_MM_DD_hhmm.level1.csv | PTemp_back | T7_Ptemp | degC | T7_Ptemp [degC] |  | DevicesTemperaturedatalogger49mAvg10Min_t7 | e6530ae84d842 | Technische Parameter | Geräte | Temperatur Datenlogger | Average |  | _t7 | Turm Hohes Holz |  |  | -20 | 50 | [5 empty] | 652261.8 | 5772996.3 |  |  |  | Flag_0: maintenance; Flag_1: man_flag; Flag_2: undef; Flag_3: limits
Logger voltage T7 |  |  | 49 |  |  |  | 2017-06-14 12:40 |  | T7 | CR3T7_T7_YYYY_MM_DD_hhmm.level1.csv | batt_volt_Min | T7_Voltage | V | T7_Voltage [V] |  | DevicesVoltagelogger49mAvg10Min_t7 | e6530ae84d842 | Technische Parameter | Geräte | Spannung Datenlogger | Average |  | _t7 | Turm Hohes Holz |  |  | 11 | 14.5 | [5 empty] | 652261.8 | 5772996.3 |  |  |  | Flag_0: maintenance; Flag_1: man_flag; Flag_2: undef; Flag_3: limits
air temperature 45m - HMP45A |  | HMP45A | 45 |  |  |  | 2019-04-03 14:30 |  | T7 | CR3T7_T7_YYYY_MM_DD_hhmm.level1.csv | Tair45 | Tair45HMP | degC | Tair45HMP [degC] | TA_1_1_1 | WeatherAirtemperature45mAvg10Min_hmp | e6530ae84d842 | Atmosphäre |  | Lufttemperatur | Average |  | _hmp | Turm Hohes Holz |  |  | -35 | 50 |  |  |  | Tair50HMP Tair33HMP |  | 652261.8 | 5772996.3 |  | 20 | 50 | Flag_0: maintenance; Flag_1: man_flag; Flag_2: undef; Flag_3: limits; Flag_4: HMPFan45 off; Flag_5: constant length=15h eps=0.01
air humidity 45m - HMP45A- |  | HMP45A | 45 |  |  |  | 2019-04-03 14:30 |  | T7 | CR3T7_T7_YYYY_MM_DD_hhmm.level1.csv | RH45 | RH45HMP | % | RH45HMP [%] | RH_1_1_1 | WeatherRelativehumidity45mAvg10Min_hmp | e6530ae84d842 | Atmosphäre |  | Relative Luftfeuchte | Average |  | _hmp | Turm Hohes Holz |  |  | 0 | 105 |  |  |  | RH38HMP RH50HMP |  | 652261.8 | 5772996.3 |  | 20 | 50 | Flag_0: maintenance; Flag_1: man_flag; Flag_2: undef; Flag_3: limits; Flag_4: HMPFan45 off; Flag_5: constant length=15h eps=0.01
air temperature 45m - PT1000 |  | PT1000 | 45 |  |  |  | 2019-04-03 14:30 |  | T7 | CR3T7_T7_YYYY_MM_DD_hhmm.level1.csv | PRTRs_Ro45 | Tair45PT | degC | Tair45PT [degC] | TA_1_1_2 | WeatherAirtemperature45mAvg10Min_pt | e6530ae84d842 | Atmosphäre |  | Lufttemperatur | Average |  | _pt | Turm Hohes Holz |  |  | -35 | 50 |  |  |  | Tair50HMP Tair33HMP |  | 652261.8 | 5772996.3 |  | 20 | 50 | Flag_0: maintenance; Flag_1: man_flag; Flag_2: undef; Flag_3: limits; Flag_4: PTFan45 off; Flag_5: constant length=15h eps=0.01
ventilation HMP45m |  |  | 45 |  |  |  | 2019-04-03 14:30 |  | T7 | CR3T7_T7_YYYY_MM_DD_hhmm.level1.csv | Fan_HMP45 | HMPFan45 | r per interval | HMPFan45 [r per interval] |  | DevicesImpulsescounts45mAvg10Min_hmp | e6530ae84d842 | Technische Parameter | Geräte | Impulse / Counts | Average |  | _hmp | Turm Hohes Holz | [9 empty] | 652261.8 | 5772996.3 |  |  |  | Flag_0: maintenance; Flag_1: man_flag; Flag_2: undef
ventilation PT1000-45m |  |  | 45 |  |  |  | 2019-04-03 14:30 |  | T7 | CR3T7_T7_YYYY_MM_DD_hhmm.level1.csv | Fan_PRTRs_Ro045 | PTFan45 | r per interval | PTFan45 [r per interval] |  | DevicesImpulsescounts45mAvg10Min_pt | e6530ae84d842 | Technische Parameter | Geräte | Impulse / Counts | Average |  | _pt | Turm Hohes Holz | [9 empty] | 652261.8 | 5772996.3 |  |  |  | Flag_0: maintenance; Flag_1: man_flag; Flag_2: undef
multispec irradiance output 1 wavelength 663.4 |  | Skye | 49 |  |  |  | 2019-07-03 17:40 |  | T7 | CR3T7_T7_YYYY_MM_DD_hhmm.level1.csv | Radiance_Avg(1) | Irradiance_663.4 | W/m**2/sr | Irradiance_663.4 [W/m**2/sr] | [9 empty] | Turm Hohes Holz | [8 empty] | cabels for radiance and irradiance exchange- solved by change in cal-file | 652261.8 | 5772996.3 |  |  |  | Flag_0: maintenance; Flag_1: man_flag; Flag_2: undef
multispec irradiance output 2 wavelength 709.6 |  | Skye | 49 |  |  |  | 2019-07-03 17:40 |  | T7 | CR3T7_T7_YYYY_MM_DD_hhmm.level1.csv | Radiance_Avg(2) | Irradiance_709.6 | W/m**2/sr | Irradiance_709.6 [W/m**2/sr] | [9 empty] | Turm Hohes Holz | [8 empty] | cabels for radiance and irradiance exchange- solved by change in cal-file | 652261.8 | 5772996.3 |  |  |  | Flag_0: maintenance; Flag_1: man_flag; Flag_2: undef
multispec irradiance output 3 wavelength 739.7 |  | Skye | 49 |  |  |  | 2019-07-03 17:40 |  | T7 | CR3T7_T7_YYYY_MM_DD_hhmm.level1.csv | Radiance_Avg(3) | Irradiance_739.7 | W/m**2/sr | Irradiance_739.7 [W/m**2/sr] | [9 empty] | Turm Hohes Holz | [8 empty] | cabels for radiance and irradiance exchange- solved by change in cal-file | 652261.8 | 5772996.3 |  |  |  | Flag_0: maintenance; Flag_1: man_flag; Flag_2: undef
multispec irradiance output 4 wavelength 860.1 |  | Skye | 49 |  |  |  | 2019-07-03 17:40 |  | T7 | CR3T7_T7_YYYY_MM_DD_hhmm.level1.csv | Radiance_Avg(4) | Irradiance_860.1 | W/m**2/sr | Irradiance_860.1 [W/m**2/sr] | [9 empty] | Turm Hohes Holz | [8 empty] | cabels for radiance and irradiance exchange- solved by change in cal-file | 652261.8 | 5772996.3 |  |  |  | Flag_0: maintenance; Flag_1: man_flag; Flag_2: undef
multispec radiance output 1 wavelength 663.4 |  | Skye | 49 |  |  |  | 2019-07-03 17:40 |  | T7 | CR3T7_T7_YYYY_MM_DD_hhmm.level1.csv | Irradiance_Avg(1) | Radiance_663.4 | W/m**2/sr | Radiance_663.4 [W/m**2/sr] | [9 empty] | Turm Hohes Holz | [8 empty] | cabels for radiance and irradiance exchange- solved by change in cal-file | 652261.8 | 5772996.3 |  |  |  | Flag_0: maintenance; Flag_1: man_flag; Flag_2: undef
multispec radiance output 2 wavelength 709.6 |  | Skye | 49 |  |  |  | 2019-07-03 17:40 |  | T7 | CR3T7_T7_YYYY_MM_DD_hhmm.level1.csv | Irradiance_Avg(2) | Radiance_709.6 | W/m**2/sr | Radiance_709.6 [W/m**2/sr] | [9 empty] | Turm Hohes Holz | [8 empty] | cabels for radiance and irradiance exchange- solved by change in cal-file | 652261.8 | 5772996.3 |  |  |  | Flag_0: maintenance; Flag_1: man_flag; Flag_2: undef
multispec radiance output 3 wavelength 739.7 |  | Skye | 49 |  |  |  | 2019-07-03 17:40 |  | T7 | CR3T7_T7_YYYY_MM_DD_hhmm.level1.csv | Irradiance_Avg(3) | Radiance_739.7 | W/m**2/sr | Radiance_739.7 [W/m**2/sr] | [9 empty] | Turm Hohes Holz | [8 empty] | cabels for radiance and irradiance exchange- solved by change in cal-file | 652261.8 | 5772996.3 |  |  |  | Flag_0: maintenance; Flag_1: man_flag; Flag_2: undef
multispec radiance output 4 wavelength 860.1 |  | Skye | 49 |  |  |  | 2019-07-03 17:40 |  | T7 | CR3T7_T7_YYYY_MM_DD_hhmm.level1.csv | Irradiance_Avg(4) | Radiance_860.1 | W/m**2/sr | Radiance_860.1 [W/m**2/sr] | [9 empty] | Turm Hohes Holz | [8 empty] | cabels for radiance and irradiance exchange- solved by change in cal-file | 652261.8 | 5772996.3 |  |  |  | Flag_0: maintenance; Flag_1: man_flag; Flag_2: undef
ombrometer output 1 tmp | 664 |  | 1.5 |  |  |  | 2017-12-21 14:20 |  | BC1 | CR1BC1_BC1_YYYY_MM_DD_hhmm.level1.csv | SDI12adr | SDI12adr |  | SDI12adr [] | [19 empty] | 652261.8 | 5772996.3 |  |  |  | Flag_0: maintenance; Flag_1: man_flag; Flag_2: undef
ombrometer precipitation open land | 665 |  | 1.5 |  |  |  | 2017-12-21 15:00 |  | BC1 | CR1BC1_BC1_YYYY_MM_DD_hhmm.level1.csv | SDI12adr_Tot | precip_ombro | mm | precip_ombro [mm] | P_1_1_2 | WeatherPrecipitationheight_liquid1_5mSum10Min | 24486bf65bad3 | Atmosphäre |  | Niederschlagshöhe, Flüssig | Sum |  |  | prec ombro |  |  | 0 | [5 empty] | Messort muss noch angepasst werden | 652242.2224 | 5773031.727 |  | 20 | 50 | Flag_0: maintenance; Flag_1: man_flag; Flag_2: undef; Flag_3: limits
ombrometer output 3 tmp | 666 |  | 1.5 |  |  |  | 2017-12-21 14:20 |  | BC1 | CR1BC1_BC1_YYYY_MM_DD_hhmm.level1.csv | p | something1 |  | something1 [] | [24 empty] | Flag_0: maintenance; Flag_1: man_flag; Flag_2: undef
ombrometer output: accumulated precipitation | 667 |  | 1.5 |  |  |  | 2017-12-20 11:40 |  | BC1 | CR1BC1_BC1_YYYY_MM_DD_hhmm.level1.csv | totalweight | cum_precip_ombro | mm | cum_precip_ombro [mm] | [19 empty] | 652242.2224 | 5773031.727 |  |  |  | Flag_0: maintenance; Flag_1: man_flag; Flag_2: undef
ombrometer output 5 tmp | 668 |  | 1.5 |  |  |  | 2017-12-20 11:40 |  | BC1 | CR1BC1_BC1_YYYY_MM_DD_hhmm.level1.csv | ptot | something3 |  | something3 [] | [24 empty] | Flag_0: maintenance; Flag_1: man_flag; Flag_2: undef
ombrometer output 5 tmp | 669 |  | 1.5 |  |  |  | 2017-12-20 11:40 | 2017-12-21 14:10 | BC1 | CR1BC1_BC1_YYYY_MM_DD_hhmm.level1.csv | p_Tot | something2 |  | something2 [] | [24 empty] | Flag_0: maintenance; Flag_1: man_flag; Flag_2: undef
ombrometer output 5 tmp |  |  | 1.5 |  |  |  | 2018-09-20 14:20 |  | BC1 | CR1BC1_BC1_YYYY_MM_DD_hhmm.level1.csv | p_Tot | something2 |  | something2 []
air density 1m (from air pressure 1m, air temp 1m, H2O-conc. 1m) |  |  | 1 | [6 empty] | HH_derived_rho_YYYY.level1.csv | derived | rho_01 | kg/m3 | rho_01 [kg/m3] | [9 empty] | Turm Hohes Holz |  |  | 1 | 2 |  |  | CO2_stor H2O_stor
air density 2m (from air pressure 2m, air temp 2m, H2O-conc. 2m) |  |  | 2 | [6 empty] | HH_derived_rho_YYYY.level1.csv | derived | rho_02 | kg/m3 | rho_02 [kg/m3] | [9 empty] | Turm Hohes Holz |  |  | 1 | 2 |  |  | CO2_stor H2O_stor
air density 4m (from air pressure 4m, air temp 4m, H2O-conc. 4m) |  |  | 4 | [6 empty] | HH_derived_rho_YYYY.level1.csv | derived | rho_04 | kg/m3 | rho_04 [kg/m3] | [9 empty] | Turm Hohes Holz |  |  | 1 | 2 |  |  | CO2_stor H2O_stor
air density 8m (from air pressure 8m, air temp 8m, H2O-conc. 8m) |  |  | 8 | [6 empty] | HH_derived_rho_YYYY.level1.csv | derived | rho_08 | kg/m3 | rho_08 [kg/m3] | [9 empty] | Turm Hohes Holz |  |  | 1 | 2 |  |  | CO2_stor H2O_stor
air density 14m (from air pressure 14m, air temp 14m, H2O-conc. 14m) |  |  | 14.2 | [6 empty] | HH_derived_rho_YYYY.level1.csv | derived | rho_14 | kg/m3 | rho_14 [kg/m3] | [9 empty] | Turm Hohes Holz |  |  | 1 | 2 |  |  | CO2_stor H2O_stor
air density 22m (from air pressure 22m, air temp 22m, H2O-conc. 22m) |  |  | 22 | [6 empty] | HH_derived_rho_YYYY.level1.csv | derived | rho_22 | kg/m3 | rho_22 [kg/m3] | [9 empty] | Turm Hohes Holz |  |  | 1 | 2 |  |  | CO2_stor H2O_stor
air density 29m (from air pressure 29m, air temp 29m, H2O-conc. 29m) |  |  | 29 | [6 empty] | HH_derived_rho_YYYY.level1.csv | derived | rho_29 | kg/m3 | rho_29 [kg/m3] | [9 empty] | Turm Hohes Holz |  |  | 1 | 2 |  |  | CO2_stor H2O_stor
air density 33m (from air pressure 33m, air temp 33m, H2O-conc. 33m) |  |  | 33 | [6 empty] | HH_derived_rho_YYYY.level1.csv | derived | rho_33 | kg/m3 | rho_33 [kg/m3] | [9 empty] | Turm Hohes Holz |  |  | 1 | 2 |  |  | CO2_stor H2O_stor
air density 49m (from air pressure 49m, air temp 49m, H2O-conc. 49m) |  |  | 49 | [6 empty] | HH_derived_rho_YYYY.level1.csv | derived | rho_49 | kg/m3 | rho_49 [kg/m3] | [9 empty] | Turm Hohes Holz |  |  | 1 | 2 |  |  | CO2_stor H2O_stor
air pressure 33m (from air pressure 49m, air temp 33m, H2O-conc. 33m) |  |  | 33 | [5 empty] | T1, T2, T4 | HH_derived_p_YYYY.level1.csv | derived | airpres_corr33 | hPa | airpres_corr33 [hPa] | [9 empty] | Turm Hohes Holz |  |  | 920 | 1050 |  |  | rho_33
air pressure 29m (from air pressure 50m) |  |  | 29 | [5 empty] | T1, T2, T4 | HH_derived_p_YYYY.level1.csv | derived | airpres_corr29 | hPa | airpres_corr29 [hPa] | [9 empty] | Turm Hohes Holz |  |  | 920 | 1050 |  |  | rho_29
air pressure 22m (from air pressure 50m) |  |  | 22 | [5 empty] | T1, T2, T4 | HH_derived_p_YYYY.level1.csv | derived | airpres_corr22 | hPa | airpres_corr22 [hPa] | [9 empty] | Turm Hohes Holz |  |  | 920 | 1050 |  |  | rho_22
air pressure 14m (from air pressure 50m) |  |  | 14.2 | [5 empty] | T1, T3, T4 | HH_derived_p_YYYY.level1.csv | derived | airpres_corr14 | hPa | airpres_corr14 [hPa] | [9 empty] | Turm Hohes Holz |  |  | 920 | 1050 |  |  | rho_14
air pressure 8m (from air pressure 50m) |  |  | 8 | [5 empty] | T1, T3, T4 | HH_derived_p_YYYY.level1.csv | derived | airpres_corr08 | hPa | airpres_corr08 [hPa] | [9 empty] | Turm Hohes Holz |  |  | 920 | 1050 |  |  | rho_08
air pressure 4m (from air pressure 50m) |  |  | 4 | [5 empty] | T1, T3, T4 | HH_derived_p_YYYY.level1.csv | derived | airpres_corr04 | hPa | airpres_corr04 [hPa] | [9 empty] | Turm Hohes Holz |  |  | 920 | 1050 |  |  | rho_04
air pressure 2m (from air pressure 50m) |  |  | 2 | [5 empty] | T1, T3, T4 | HH_derived_p_YYYY.level1.csv | derived | airpres_corr02 | hPa | airpres_corr02 [hPa] | [9 empty] | Turm Hohes Holz |  |  | 920 | 1050 |  |  | rho_02
air pressure 1m (from air pressure 50m) |  |  | 1 | [5 empty] | T1, T3, T4 | HH_derived_p_YYYY.level1.csv | derived | airpres_corr01 | hPa | airpres_corr01 [hPa] | [9 empty] | Turm Hohes Holz |  |  | 920 | 1050 |  |  | rho_01
H2O storage below eddy system from profile H2O concentrations | [8 empty] | T4 | HH_derived_storage_flux_30min_YYYY.level1.csv | derived | H2O_stor | mmol/m**2 s*-1 | H2O_stor [mmol/m**2 s*-1] | [9 empty] | Turm Hohes Holz | [14 empty] | Flag_4: derived
H2Oc storage below eddy system from profile H2Oc concentrations calculated by relative humidity | [8 empty] | T4 | HH_derived_storage_flux_30min_YYYY.level1.csv | derived | H2Oc_stor | mmol/m**2 s*-1 | H2Oc_stor [mmol/m**2 s*-1] | [9 empty] | Turm Hohes Holz | [14 empty] | Flag_4: derived
CO2 storage below eddy system from profile CO2 concentrations | [8 empty] | T4 | HH_derived_storage_flux_30min_YYYY.level1.csv | derived | CO2_stor | umol/m**2 s*-1 | CO2_stor [umol/m**2 s*-1] | [9 empty] | Turm Hohes Holz | [14 empty] | Flag_4: derived
heat storage in canopy air from air temps | [8 empty] | T1, T2, T3 | HH_derived_storage_flux_30min_YYYY.level1.csv | derived | Tair_stor | W/m**2 | Tair_stor [W/m**2] | [9 empty] | Turm Hohes Holz | [14 empty] | Flag_0: maintenance; Flag_1: man_flag; Flag_2: undef; Flag_3: limits; Flag_4: derived
heat storage in canopy air humidity | [8 empty] | T1, T2, T3 | HH_derived_storage_flux_30min_YYYY.level1.csv | derived | LE_stor | W/m**2 | LE_stor [W/m**2] | [9 empty] | Turm Hohes Holz
heat storage in canopy air rel. humidity | [8 empty] | T1, T2, T3 | HH_derived_storage_flux_30min_YYYY.level1.csv | derived | RH_stor | W/m**2 | RH_stor [W/m**2] | [9 empty] | Turm Hohes Holz
corrected surface soil heat flux 1 |  |  | 0 | [5 empty] | T5 | HH_derived_SHF_corr_YYYY.level1.csv | derived | SHF01a_fin | W/m**2 | SHF01a_fin [W/m**2] |  |  |  | Pedosphäre |  | Energiestrom | Average |  | _1a | profile a |  |  | -200 | 200 |  |  | SHF01a | SHF01a |  | 652246.6 | 5772967.9 |  |  |  | Flag_0: maintenance; Flag_1: man_flag; Flag_2: undef; Flag_3: limits; Flag_5: constant length=12h eps=0.0001; Flag_6: MAD deriv=0 z=7 length=180d; Alert_1: constant length=5h eps=0.0001
corrected surface soil heat flux 2 |  |  | 0 | [5 empty] | T5 | HH_derived_SHF_corr_YYYY.level1.csv | derived | SHF02b_fin | W/m**2 | SHF02b_fin [W/m**2] |  |  |  | Pedosphäre |  | Energiestrom | Average |  | _2b | profile b |  |  | -200 | 200 |  |  | SHF02b | SHF02b |  | 652247.6 | 5772981.9 |  |  |  | Flag_0: maintenance; Flag_1: man_flag; Flag_2: undef; Flag_3: limits; Flag_5: constant length=12h eps=0.0001; Flag_6: MAD deriv=0 z=7 length=180d
corrected surface soil heat flux 3 |  |  | 0 | [5 empty] | T5, BC1 | HH_derived_SHF_corr_YYYY.level1.csv | derived | SHF03_fin | W/m**2 | SHF03_fin [W/m**2] |  |  |  | Pedosphäre |  | Energiestrom | Average |  | _3 | soil heat flux 03_1 |  |  | -200 | 200 |  |  | SHF03 | SHF06_fin SHF03 SHF06 |  | 652253.7 | 5772979.8 |  |  |  | Flag_0: maintenance; Flag_1: man_flag; Flag_2: undef; Flag_3: limits; Flag_5: constant length=12h eps=0.0001; Flag_6: MAD deriv=0 z=7 length=180d
corrected surface soil heat flux 4 |  |  | 0 | [5 empty] | T5 | HH_derived_SHF_corr_YYYY.level1.csv | derived | SHF04_fin | W/m**2 | SHF04_fin [W/m**2] |  |  |  | Pedosphäre |  | Energiestrom | Average |  | _4 | soil heat flux 04 |  |  | -200 | 200 |  |  | SHF04 | SHF04 |  | 652239.4136 | 5772981.6242 |  |  |  | Flag_0: maintenance; Flag_1: man_flag; Flag_2: undef; Flag_3: limits; Flag_4: remove 3 values after calibration; Flag_5: constant length=12h eps=0.0001; Flag_6: MAD deriv=0 z=7 length=180d
corrected surface soil heat flux 5 |  |  | 0 | [5 empty] | T5 | HH_derived_SHF_corr_YYYY.level1.csv | derived | SHF05_fin | W/m**2 | SHF05_fin [W/m**2] |  |  |  | Pedosphäre |  | Energiestrom | Average |  | _5 | soil heat flux 05 |  |  | -200 | 200 |  |  | SHF05 | SHF06 |  | 652253.0264 | 5772973.8454 |  |  |  | Flag_0: maintenance; Flag_1: man_flag; Flag_2: undef; Flag_3: limits; Flag_4: remove 3 values after calibration; Flag_5: constant length=12h eps=0.0001; Flag_6: MAD deriv=0 z=7 length=180d
corrected surface soil heat flux 6 |  |  | 0 | [5 empty] | T5, BC1 | HH_derived_SHF_corr_YYYY.level1.csv | derived | SHF06_fin | W/m**2 | SHF06_fin [W/m**2] |  |  |  | Pedosphäre |  | Energiestrom | Average |  | _6 | soil heat flux 06_2 |  |  | -200 | 200 |  |  | SHF06 | SHF03_fin SHF03 |  | 652237.072 | 5773016.7834 |  |  |  | Flag_0: maintenance; Flag_1: man_flag; Flag_2: undef; Flag_3: limits; Flag_4: remove 3 values after calibration; Flag_5: constant length=12h eps=0.0001; Flag_6: MAD deriv=0 z=7 length=180d
potential evapotranspiration latent heat flux | [8 empty] | T1, T5, BC1 | HH_derived_PET_YYYY.level1.csv | derived | PET | W/m**2 | PET [W/m**2] | [5 empty] | Energiestrom | Average | [17 empty] | Flag_0: maintenance; Flag_1: man_flag; Flag_2: undef; Flag_3: limits
potential evapotranspiration liquid equivalent | [8 empty] | T1, T5, BC1 | HH_derived_PET_YYYY.level1.csv | derived | PET_equivalent | mm | PET_equivalent [mm] | [5 empty] | Volumenäquivalent latenter Wärme | Average | [17 empty] | Flag_0: maintenance; Flag_1: man_flag; Flag_2: undef; Flag_3: limits
derived (level1):
potential temperature 33m (from airpres33, Tair33) | [8 empty] | T1, T2 |  |  | Tpot33 | K | Tpot33 [K] | [16 empty] | airpres33 Tair33 | [7 empty] | Flag_0: maintenance; Flag_1: man_flag; Flag_2: undef; Flag_3: limits; Flag_4: derived
potential temperature 29m (from airpres29, Tair29PT) | [8 empty] | T1, T2 |  |  | Tpot29 | K | Tpot29 [K] | [16 empty] | airpres29 Tair29PT | [7 empty] | Flag_0: maintenance; Flag_1: man_flag; Flag_2: undef; Flag_3: limits; Flag_4: derived
potential temperature 22m (from airpres22, Tair22PT) | [8 empty] | T1, T2 |  |  | Tpot22 | K | Tpot22 [K] | [24 empty] | Flag_0: maintenance; Flag_1: man_flag; Flag_2: undef; Flag_3: limits; Flag_4: derived
potential temperature 15m (from airpres15, Tair15PT) | [8 empty] | T1, T2 |  |  | Tpot15 | K | Tpot15 [K] | [24 empty] | Flag_0: maintenance; Flag_1: man_flag; Flag_2: undef; Flag_3: limits; Flag_4: derived
potential temperature 8m (from airpres08, Tair08) | [8 empty] | T1, T3 |  |  | Tpot08 | K | Tpot08 [K] | [24 empty] | Flag_0: maintenance; Flag_1: man_flag; Flag_2: undef; Flag_3: limits; Flag_4: derived
potential temperature 4m (from airpres04, Tair04) | [8 empty] | T1, T3 |  |  | Tpot04 | K | Tpot04 [K] | [24 empty] | Flag_0: maintenance; Flag_1: man_flag; Flag_2: undef; Flag_3: limits; Flag_4: derived
potential temperature 2m (from airpres02, Tair02) | [8 empty] | T1, T3 |  |  | Tpot02 | K | Tpot02 [K] | [24 empty] | Flag_0: maintenance; Flag_1: man_flag; Flag_2: undef; Flag_3: limits; Flag_4: derived
potential temperature 1m (from airpres01, Tair01) | [8 empty] | T1, T3 |  |  | Tpot01 | K | Tpot01 [K] | [24 empty] | Flag_0: maintenance; Flag_1: man_flag; Flag_2: undef; Flag_3: limits; Flag_4: derived
specific humidity 33m (from airpres33, Tair33, RH33) | [8 empty] | T1, T2 |  |  | sh33 | g/kg | sh33 [g/kg] | [16 empty] | airpres33 Tair33 RH33 | [7 empty] | Flag_0: maintenance; Flag_1: man_flag; Flag_2: undef; Flag_3: limits; Flag_4: derived
specific humidity 29m (from airpres29, Tair29, RH29) | [8 empty] | T1, T2 |  |  | sh29 | g/kg | sh29 [g/kg] | [24 empty] | Flag_0: maintenance; Flag_1: man_flag; Flag_2: undef; Flag_3: limits; Flag_4: derived
specific humidity 22m (from airpres22, Tair22, RH22) | [8 empty] | T1, T2 |  |  | sh22 | g/kg | sh22 [g/kg] | [24 empty] | Flag_0: maintenance; Flag_1: man_flag; Flag_2: undef; Flag_3: limits; Flag_4: derived
specific humidity 14m (from airpres14, Tair14, RH14) | [8 empty] | T1, T2 |  |  | sh14 | g/kg | sh14 [g/kg] | [24 empty] | Flag_0: maintenance; Flag_1: man_flag; Flag_2: undef; Flag_3: limits; Flag_4: derived
specific humidity 08m (from airpres08, Tair08, RH08) | [8 empty] | T1, T3 |  |  | sh08 | g/kg | sh08 [g/kg] | [24 empty] | Flag_0: maintenance; Flag_1: man_flag; Flag_2: undef; Flag_3: limits; Flag_4: derived
specific humidity 04m (from airpres04, Tair04, RH04) | [8 empty] | T1, T3 |  |  | sh04 | g/kg | sh04 [g/kg] | [24 empty] | Flag_0: maintenance; Flag_1: man_flag; Flag_2: undef; Flag_3: limits; Flag_4: derived
specific humidity 02m (from airpres02, Tair02, RH02) | [8 empty] | T1, T3 |  |  | sh02 | g/kg | sh02 [g/kg] | [24 empty] | Flag_0: maintenance; Flag_1: man_flag; Flag_2: undef; Flag_3: limits; Flag_4: derived
specific humidity 01m (from airpres01, Tair01, RH01) | [8 empty] | T1, T3 |  |  | sh01 | g/kg | sh01 [g/kg] | [24 empty] | Flag_0: maintenance; Flag_1: man_flag; Flag_2: undef; Flag_3: limits; Flag_4: derived
water vapour concentration 33m (from airpres33, Tair33, RH33) | [8 empty] | T1, T2 |  |  | H2Oc33 | mmol/mol | H2Oc33 [mmol/mol] | [17 empty] | H2O_33m | [6 empty] | Flag_0: maintenance; Flag_1: man_flag; Flag_2: undef; Flag_3: limits; Flag_4: derived
water vapour concentration 29m (from airpres29, Tair29, RH29) | [8 empty] | T1, T2 |  |  | H2Oc29 | mmol/mol | H2Oc29 [mmol/mol] | [24 empty] | Flag_0: maintenance; Flag_1: man_flag; Flag_2: undef; Flag_3: limits; Flag_4: derived
water vapour concentration 22m (from airpres22, Tair22, RH22) | [8 empty] | T1, T2 |  |  | H2Oc22 | mmol/mol | H2Oc22 [mmol/mol] | [24 empty] | Flag_0: maintenance; Flag_1: man_flag; Flag_2: undef; Flag_3: limits; Flag_4: derived
water vapour concentration 14m (from airpres14, Tair14, RH14) | [8 empty] | T1, T2 |  |  | H2Oc14 | mmol/mol | H2Oc14 [mmol/mol] | [24 empty] | Flag_0: maintenance; Flag_1: man_flag; Flag_2: undef; Flag_3: limits; Flag_4: derived
water vapour concentration 08m (from airpres08, Tair08, RH08) | [8 empty] | T1, T3 |  |  | H2Oc08 | mmol/mol | H2Oc08 [mmol/mol] | [24 empty] | Flag_0: maintenance; Flag_1: man_flag; Flag_2: undef; Flag_3: limits; Flag_4: derived
water vapour concentration 04m (from airpres04, Tair04, RH04) | [8 empty] | T1, T3 |  |  | H2Oc04 | mmol/mol | H2Oc04 [mmol/mol] | [24 empty] | Flag_0: maintenance; Flag_1: man_flag; Flag_2: undef; Flag_3: limits; Flag_4: derived
water vapour concentration 02m (from airpres02, Tair02, RH02) | [8 empty] | T1, T3 |  |  | H2Oc02 | mmol/mol | H2Oc02 [mmol/mol] | [24 empty] | Flag_0: maintenance; Flag_1: man_flag; Flag_2: undef; Flag_3: limits; Flag_4: derived
water vapour concentration 01m (from airpres01, Tair01, RH01) | [8 empty] | T1, T3 |  |  | H2Oc01 | mmol/mol | H2Oc01 [mmol/mol] | [24 empty] | Flag_0: maintenance; Flag_1: man_flag; Flag_2: undef; Flag_3: limits; Flag_4: derived
mean soil heat flux (from 6 soil heat flux plates) | [8 empty] | T5, BC1 |  |  | SHFm | W/m**2 | SHFm [W/m**2] | [24 empty] | Flag_0: maintenance; Flag_1: man_flag; Flag_2: undef; Flag_3: limits; Flag_4: derived
energy storage above soil heat flux plate 1 from STHF01 | [8 empty] | T5 |  |  | SHF_T01 | W/m**2 | SHF_T01 [W/m**2] | [16 empty] | STHF01 | [7 empty] | Flag_0: maintenance; Flag_1: man_flag; Flag_2: undef; Flag_3: limits; Flag_4: derived; Flag_6: cross_flagging
energy storage above soil heat flux plate 2 from STHF02 | [8 empty] | T5 |  |  | SHF_T02 | W/m**2 | SHF_T02 [W/m**2] | [16 empty] | STHF02 | [7 empty] | Flag_0: maintenance; Flag_1: man_flag; Flag_2: undef; Flag_3: limits; Flag_4: derived; Flag_6: cross_flagging
energy storage above soil heat flux plate 3 from STHF03 | [8 empty] | BC1 |  |  | SHF_T03 | W/m**2 | SHF_T03 [W/m**2] | [16 empty] | STHF02 | [7 empty] | Flag_0: maintenance; Flag_1: man_flag; Flag_2: undef; Flag_3: limits; Flag_4: derived; Flag_6: cross_flagging
energy storage above soil heat flux plate 4 from STHF04 | [8 empty] | T5 |  |  | SHF_T04 | W/m**2 | SHF_T04 [W/m**2] | [16 empty] | STHF03 | [7 empty] | Flag_0: maintenance; Flag_1: man_flag; Flag_2: undef; Flag_3: limits; Flag_4: derived; Flag_6: cross_flagging
energy storage above soil heat flux plate 5 from STHF05 | [8 empty] | T5 |  |  | SHF_T05 | W/m**2 | SHF_T05 [W/m**2] | [16 empty] | STHF04 | [7 empty] | Flag_0: maintenance; Flag_1: man_flag; Flag_2: undef; Flag_3: limits; Flag_4: derived; Flag_6: cross_flagging
energy storage above soil heat flux plate 6 from STHF06 | [8 empty] | BC1 |  |  | SHF_T06 | W/m**2 | SHF_T06 [W/m**2] | [16 empty] | STHF05 | [7 empty] | Flag_0: maintenance; Flag_1: man_flag; Flag_2: undef; Flag_3: limits; Flag_4: derived; Flag_6: cross_flagging
biomass heat storage from tree 24 | [6 empty] | 2013-01-29 15:10 |  | BC1 | CR1BC1_BC1_YYYY_MM_DD_hhmm.level1.csv |  | storbio_024 | W/m**2 | storbio_024 [W/m**2] | [12 empty] | -100 | 100 |  |  | stemT_024_3 stemT_024_7 | [7 empty] | Flag_0: maintenance; Flag_1: man_flag; Flag_2: undef; Flag_3: limits; Flag_4: derived
biomass heat storage from tree 032 | [6 empty] | 2013-01-29 15:10 |  | BC1 | CR1BC1_BC1_YYYY_MM_DD_hhmm.level1.csv |  | storbio_032 | W/m**2 | storbio_032 [W/m**2] | [12 empty] | -100 | 100 | [10 empty] | Flag_0: maintenance; Flag_1: man_flag; Flag_2: undef; Flag_3: limits; Flag_4: derived
biomass heat storage from tree 033 | [6 empty] | 2013-01-29 15:10 |  | BC1 | CR1BC1_BC1_YYYY_MM_DD_hhmm.level1.csv |  | storbio_033 | W/m**2 | storbio_033 [W/m**2] | [12 empty] | -100 | 100 | [10 empty] | Flag_0: maintenance; Flag_1: man_flag; Flag_2: undef; Flag_3: limits; Flag_4: derived
biomass heat storage from tree 034 | [6 empty] | 2013-01-29 15:10 |  | BC1 | CR1BC1_BC1_YYYY_MM_DD_hhmm.level1.csv |  | storbio_034 | W/m**2 | storbio_034 [W/m**2] | [12 empty] | -100 | 100 | [10 empty] | Flag_0: maintenance; Flag_1: man_flag; Flag_2: undef; Flag_3: limits; Flag_4: derived
biomass heat storage from tree 036 | [6 empty] | 2014-09-26 11:00 |  | BC2 | CR1BC2_BC2_YYYY_MM_DD_hhmm.level1.csv |  | storbio_036 | W/m**2 | storbio_036 [W/m**2] | [12 empty] | -100 | 100 | [10 empty] | Flag_0: maintenance; Flag_1: man_flag; Flag_2: undef; Flag_3: limits; Flag_4: derived
biomass heat storage from tree 038 | [6 empty] | 2013-01-29 15:10 |  | BC1 | CR1BC1_BC1_YYYY_MM_DD_hhmm.level1.csv |  | storbio_038 | W/m**2 | storbio_038 [W/m**2] | [12 empty] | -100 | 100 | [10 empty] | Flag_0: maintenance; Flag_1: man_flag; Flag_2: undef; Flag_3: limits; Flag_4: derived
biomass heat storage from tree 045 | [6 empty] | 2013-01-29 15:10 |  | BC2 | CR1BC2_BC2_YYYY_MM_DD_hhmm.level1.csv |  | storbio_045 | W/m**2 | storbio_045 [W/m**2] | [12 empty] | -100 | 100 | [10 empty] | Flag_0: maintenance; Flag_1: man_flag; Flag_2: undef; Flag_3: limits; Flag_4: derived
biomass heat storage from tree 061 | [6 empty] | 2014-09-26 11:00 |  | BC2 | CR1BC2_BC2_YYYY_MM_DD_hhmm.level1.csv |  | storbio_061 | W/m**2 | storbio_061 [W/m**2] | [12 empty] | -100 | 100 | [10 empty] | Flag_0: maintenance; Flag_1: man_flag; Flag_2: undef; Flag_3: limits; Flag_4: derived
biomass heat storage from tree 064 | [6 empty] | 2014-09-26 11:00 |  | BC2 | CR1BC2_BC2_YYYY_MM_DD_hhmm.level1.csv |  | storbio_064 | W/m**2 | storbio_064 [W/m**2] | [12 empty] | -100 | 100 | [10 empty] | Flag_0: maintenance; Flag_1: man_flag; Flag_2: undef; Flag_3: limits; Flag_4: derived
biomass heat storage from tree 065 | [6 empty] | 2014-09-26 11:00 |  | BC2 | CR1BC2_BC2_YYYY_MM_DD_hhmm.level1.csv |  | storbio_065 | W/m**2 | storbio_065 [W/m**2] | [12 empty] | -100 | 100 | [10 empty] | Flag_0: maintenance; Flag_1: man_flag; Flag_2: undef; Flag_3: limits; Flag_4: derived
biomass heat storage from tree 069 | [6 empty] | 2014-09-26 11:00 |  | BC2 | CR1BC2_BC2_YYYY_MM_DD_hhmm.level1.csv |  | storbio_069 | W/m**2 | storbio_069 [W/m**2] | [12 empty] | -100 | 100 | [10 empty] | Flag_0: maintenance; Flag_1: man_flag; Flag_2: undef; Flag_3: limits; Flag_4: derived
biomass heat storage from tree 070 | [6 empty] | 2013-01-29 15:10 |  | BC1 | CR1BC1_BC1_YYYY_MM_DD_hhmm.level1.csv |  | storbio_070 | W/m**2 | storbio_070 [W/m**2] | [12 empty] | -100 | 100 | [10 empty] | Flag_0: maintenance; Flag_1: man_flag; Flag_2: undef; Flag_3: limits; Flag_4: derived
biomass heat storage from tree 106 | [6 empty] | 2014-10-02 11:50 |  | BC3 | CR1BC3_BC3_YYYY_MM_DD_hhmm.level1.csv |  | storbio_106 | W/m**2 | storbio_106 [W/m**2] | [12 empty] | -100 | 100 | [10 empty] | Flag_0: maintenance; Flag_1: man_flag; Flag_2: undef; Flag_3: limits; Flag_4: derived
biomass heat storage from tree 141 | [6 empty] | 2013-01-29 15:10 |  | BC3 | CR1BC3_BC3_YYYY_MM_DD_hhmm.level1.csv |  | storbio_141 | W/m**2 | storbio_141 [W/m**2] | [12 empty] | -100 | 100 | [10 empty] | Flag_0: maintenance; Flag_1: man_flag; Flag_2: undef; Flag_3: limits; Flag_4: derived
biomass heat storage from tree 144 | [6 empty] | 2013-01-29 15:10 |  | BC3 | CR1BC3_BC3_YYYY_MM_DD_hhmm.level1.csv |  | storbio_144 | W/m**2 | storbio_144 [W/m**2] | [12 empty] | -100 | 100 | [10 empty] | Flag_0: maintenance; Flag_1: man_flag; Flag_2: undef; Flag_3: limits; Flag_4: derived
biomass heat storage from tree 150 | [6 empty] | 2014-10-02 11:50 |  | BC3 | CR1BC3_BC3_YYYY_MM_DD_hhmm.level1.csv |  | storbio_150 | W/m**2 | storbio_150 [W/m**2] | [12 empty] | -100 | 100 | [10 empty] | Flag_0: maintenance; Flag_1: man_flag; Flag_2: undef; Flag_3: limits; Flag_4: derived
biomass heat storage from tree 153 | [6 empty] | 2013-01-29 15:10 |  | BC3 | CR1BC3_BC3_YYYY_MM_DD_hhmm.level1.csv |  | storbio_153 | W/m**2 | storbio_153 [W/m**2] | [12 empty] | -100 | 100 | [10 empty] | Flag_0: maintenance; Flag_1: man_flag; Flag_2: undef; Flag_3: limits; Flag_4: derived
biomass heat storage from tree 280 | [6 empty] | 2014-10-02 11:50 |  | BC3 | CR1BC3_BC3_YYYY_MM_DD_hhmm.level1.csv |  | storbio_280 | W/m**2 | storbio_280 [W/m**2] | [12 empty] | -100 | 100 | [10 empty] | Flag_0: maintenance; Flag_1: man_flag; Flag_2: undef; Flag_3: limits; Flag_4: derived
stem increment tree 029 (diameter) | [6 empty] | 2015-04-16 14:30 |  | BC1 | CR1BC1_BC1_YYYY_MM_DD_hhmm.level1.csv |  | stem_inc_029 | mm | stem_inc_029 [mm] | [24 empty] | Flag_0: maintenance; Flag_1: man_flag; Flag_2: undef; Flag_3: limits; Flag_4: derived
stem increment tree 218 | [6 empty] | 2014-04-15 11:40 |  | BC1 | CR1BC1_BC1_YYYY_MM_DD_hhmm.level1.csv |  | stem_inc_218 | mm | stem_inc_218 [mm] | [24 empty] | Flag_0: maintenance; Flag_1: man_flag; Flag_2: undef; Flag_3: limits; Flag_4: derived
stem increment tree 022 | [6 empty] | 2014-03-26 17:30 |  | BC1 | CR1BC1_BC1_YYYY_MM_DD_hhmm.level1.csv |  | stem_inc_022 | mm | stem_inc_022 [mm] | [24 empty] | Flag_0: maintenance; Flag_1: man_flag; Flag_2: undef; Flag_3: limits; Flag_4: derived
stem increment tree 025 | [6 empty] | 2013-01-29 15:10 | 2013-06-20 10:50 | BC1 | CR1BC1_BC1_YYYY_MM_DD_hhmm.level1.csv |  | stem_inc_025 | mm | stem_inc_025 [mm] | [24 empty] | Flag_0: maintenance; Flag_1: man_flag; Flag_2: undef; Flag_3: limits; Flag_4: derived
stem increment tree 026 | [6 empty] | 2013-01-29 15:10 | 2014-03-26 17:20 | BC1 | CR1BC1_BC1_YYYY_MM_DD_hhmm.level1.csv |  | stem_inc_026 | mm | stem_inc_026 [mm] | [24 empty] | Flag_0: maintenance; Flag_1: man_flag; Flag_2: undef; Flag_3: limits; Flag_4: derived
stem increment tree 027 | [6 empty] | 2013-06-20 11:00 | 2014-03-26 17:20 | BC1 | CR1BC1_BC1_YYYY_MM_DD_hhmm.level1.csv |  | stem_inc_027 | mm | stem_inc_027 [mm] | [24 empty] | Flag_0: maintenance; Flag_1: man_flag; Flag_2: undef; Flag_3: limits; Flag_4: derived
stem increment tree 028 | [6 empty] | 2013-01-29 15:10 | 2014-03-26 17:20 | BC1 | CR1BC1_BC1_YYYY_MM_DD_hhmm.level1.csv |  | stem_inc_028 | mm | stem_inc_028 [mm] | [24 empty] | Flag_0: maintenance; Flag_1: man_flag; Flag_2: undef; Flag_3: limits; Flag_4: derived
stem increment tree 029 | [6 empty] | 2013-01-29 15:10 | 2014-03-26 17:20 | BC1 | CR1BC1_BC1_YYYY_MM_DD_hhmm.level1.csv |  | stem_inc_029 | mm | stem_inc_029 [mm] | [24 empty] | Flag_0: maintenance; Flag_1: man_flag; Flag_2: undef; Flag_3: limits; Flag_4: derived
stem increment tree 030 | [6 empty] | 2013-01-29 15:10 | 2014-03-26 17:20 | BC1 | CR1BC1_BC1_YYYY_MM_DD_hhmm.level1.csv |  | stem_inc_030 | mm | stem_inc_030 [mm] | [24 empty] | Flag_0: maintenance; Flag_1: man_flag; Flag_2: undef; Flag_3: limits; Flag_4: derived
stem increment tree 030 radial | [6 empty] | 2013-09-12 10:50 | 2014-03-26 17:20 | BC1 | CR1BC1_BC1_YYYY_MM_DD_hhmm.level1.csv |  | stem_inc_030_r | mm | stem_inc_030_r [mm] | [24 empty] | Flag_0: maintenance; Flag_1: man_flag; Flag_2: undef; Flag_3: limits; Flag_4: derived
stem increment tree 033 | [6 empty] | 2015-04-16 15:40 |  | BC2 | CR1BC2_BC2_YYYY_MM_DD_hhmm.level1.csv |  | stem_inc_033 | mm | stem_inc_033 [mm] | [24 empty] | Flag_0: maintenance; Flag_1: man_flag; Flag_2: undef; Flag_3: limits; Flag_4: derived
stem increment tree 035 | [6 empty] | 2013-01-29 15:10 | 2014-03-26 17:30 | BC1 | CR1BC1_BC1_YYYY_MM_DD_hhmm.level1.csv |  | stem_inc_035 | mm | stem_inc_035 [mm] | [24 empty] | Flag_0: maintenance; Flag_1: man_flag; Flag_2: undef; Flag_3: limits; Flag_4: derived
stem increment tree 048 | [6 empty] | 2015-04-16 15:40 |  | BC2 | CR1BC2_BC2_YYYY_MM_DD_hhmm.level1.csv |  | stem_inc_048 | mm | stem_inc_048 [mm] | [24 empty] | Flag_0: maintenance; Flag_1: man_flag; Flag_2: undef; Flag_3: limits; Flag_4: derived
stem increment tree 050 | [6 empty] | 2013-06-20 12:00 |  | BC2 | CR1BC2_BC2_YYYY_MM_DD_hhmm.level1.csv |  | stem_inc_050 | mm | stem_inc_050 [mm] | [24 empty] | Flag_0: maintenance; Flag_1: man_flag; Flag_2: undef; Flag_3: limits; Flag_4: derived
stem increment tree 050 radial | [6 empty] | 2013-09-12 13:30 | 2014-03-26 16:20 | BC2 | CR1BC2_BC2_YYYY_MM_DD_hhmm.level1.csv |  | stem_inc_050_r | mm | stem_inc_050_r [mm] | [24 empty] | Flag_0: maintenance; Flag_1: man_flag; Flag_2: undef; Flag_3: limits; Flag_4: derived
stem increment tree 056 | [6 empty] | 2015-04-16 15:40 |  | BC2 | CR1BC2_BC2_YYYY_MM_DD_hhmm.level1.csv |  | stem_inc_056 | mm | stem_inc_056 [mm] | [24 empty] | Flag_0: maintenance; Flag_1: man_flag; Flag_2: undef; Flag_3: limits; Flag_4: derived
stem increment tree 057 | [6 empty] | 2014-03-26 16:30 |  | BC2 | CR1BC2_BC2_YYYY_MM_DD_hhmm.level1.csv |  | stem_inc_057 | mm | stem_inc_057 [mm] | [24 empty] | Flag_0: maintenance; Flag_1: man_flag; Flag_2: undef; Flag_3: limits; Flag_4: derived
stem increment tree 058 | [6 empty] | 2014-03-26 16:30 |  | BC2 | CR1BC2_BC2_YYYY_MM_DD_hhmm.level1.csv |  | stem_inc_058 | mm | stem_inc_058 [mm] | [24 empty] | Flag_0: maintenance; Flag_1: man_flag; Flag_2: undef; Flag_3: limits; Flag_4: derived
stem increment tree 060 | [6 empty] | 2013-01-29 15:10 | 2013-06-20 11:50 | BC2 | CR1BC2_BC2_YYYY_MM_DD_hhmm.level1.csv |  | stem_inc_060 | mm | stem_inc_060 [mm] | [24 empty] | Flag_0: maintenance; Flag_1: man_flag; Flag_2: undef; Flag_3: limits; Flag_4: derived
stem increment tree 066 | [6 empty] | 2013-01-29 15:10 | 2013-06-20 11:50 | BC2 | CR1BC2_BC2_YYYY_MM_DD_hhmm.level1.csv |  | stem_inc_066 | mm | stem_inc_066 [mm] | [24 empty] | Flag_0: maintenance; Flag_1: man_flag; Flag_2: undef; Flag_3: limits; Flag_4: derived
stem increment tree 067 | [6 empty] | 2013-01-29 15:10 | 2013-06-20 11:50 | BC2 | CR1BC2_BC2_YYYY_MM_DD_hhmm.level1.csv |  | stem_inc_067 | mm | stem_inc_067 [mm] | [24 empty] | Flag_0: maintenance; Flag_1: man_flag; Flag_2: undef; Flag_3: limits; Flag_4: derived
stem increment tree 068 | [6 empty] | 2013-01-29 15:10 | 2014-04-16 09:50 | BC2 | CR1BC2_BC2_YYYY_MM_DD_hhmm.level1.csv |  | stem_inc_068 | mm | stem_inc_068 [mm] | [24 empty] | Flag_0: maintenance; Flag_1: man_flag; Flag_2: undef; Flag_3: limits; Flag_4: derived
stem increment tree 077 | [6 empty] | 2013-06-20 12:00 | 2014-03-26 16:20 | BC2 | CR1BC2_BC2_YYYY_MM_DD_hhmm.level1.csv |  | stem_inc_077 | mm | stem_inc_077 [mm] | [24 empty] | Flag_0: maintenance; Flag_1: man_flag; Flag_2: undef; Flag_3: limits; Flag_4: derived
stem increment tree 080 | [6 empty] | 2013-06-20 12:00 | 2014-03-26 16:20 | BC2 | CR1BC2_BC2_YYYY_MM_DD_hhmm.level1.csv |  | stem_inc_080 | mm | stem_inc_080 [mm] | [24 empty] | Flag_0: maintenance; Flag_1: man_flag; Flag_2: undef; Flag_3: limits; Flag_4: derived
stem increment tree 081 | [6 empty] | 2013-06-20 12:00 | 2014-03-26 16:20 | BC2 | CR1BC2_BC2_YYYY_MM_DD_hhmm.level1.csv |  | stem_inc_081 | mm | stem_inc_081 [mm] | [24 empty] | Flag_0: maintenance; Flag_1: man_flag; Flag_2: undef; Flag_3: limits; Flag_4: derived
stem increment tree 106 | [6 empty] | 2014-03-26 12:00 |  | BC3 | CR1BC3_BC3_YYYY_MM_DD_hhmm.level1.csv |  | stem_inc_106 | mm | stem_inc_106 [mm] | [24 empty] | Flag_0: maintenance; Flag_1: man_flag; Flag_2: undef; Flag_3: limits; Flag_4: derived
stem increment tree 108 radial | [6 empty] | 2014-03-26 12:00 |  | BC3 | CR1BC3_BC3_YYYY_MM_DD_hhmm.level1.csv |  | stem_inc_108r | mm | stem_inc_108r [mm] | [24 empty] | Flag_0: maintenance; Flag_1: man_flag; Flag_2: undef; Flag_3: limits; Flag_4: derived
stem increment tree 114 | [6 empty] | 2013-01-29 15:10 | 2014-03-26 11:50 | BC3 | CR1BC3_BC3_YYYY_MM_DD_hhmm.level1.csv |  | stem_inc_114 | mm | stem_inc_114 [mm] | [24 empty] | Flag_0: maintenance; Flag_1: man_flag; Flag_2: undef; Flag_3: limits; Flag_4: derived
stem increment tree 114 | [6 empty] | 2015-04-23 12:20 |  | BC3 | CR1BC3_BC3_YYYY_MM_DD_hhmm.level1.csv |  | stem_inc_114 | mm | stem_inc_114 [mm] | [24 empty] | Flag_0: maintenance; Flag_1: man_flag; Flag_2: undef; Flag_3: limits; Flag_4: derived
stem increment tree 128 | [6 empty] | 2013-01-29 15:10 | 2013-06-20 12:40 | BC3 | CR1BC3_BC3_YYYY_MM_DD_hhmm.level1.csv |  | stem_inc_128 | mm | stem_inc_128 [mm] | [24 empty] | Flag_0: maintenance; Flag_1: man_flag; Flag_2: undef; Flag_3: limits; Flag_4: derived
stem increment tree 129 | [6 empty] | 2013-01-29 15:10 | 2013-06-20 12:40 | BC3 | CR1BC3_BC3_YYYY_MM_DD_hhmm.level1.csv |  | stem_inc_129 | mm | stem_inc_129 [mm] | [24 empty] | Flag_0: maintenance; Flag_1: man_flag; Flag_2: undef; Flag_3: limits; Flag_4: derived
stem increment tree 136 | [6 empty] | 2013-01-29 15:10 | 2013-06-20 12:40 | BC3 | CR1BC3_BC3_YYYY_MM_DD_hhmm.level1.csv |  | stem_inc_136 | mm | stem_inc_136 [mm] | [24 empty] | Flag_0: maintenance; Flag_1: man_flag; Flag_2: undef; Flag_3: limits; Flag_4: derived
stem increment tree 143 | [6 empty] | 2014-04-16 14:00 |  | BC3 | CR1BC3_BC3_YYYY_MM_DD_hhmm.level1.csv |  | stem_inc_143 | mm | stem_inc_143 [mm] | [24 empty] | Flag_0: maintenance; Flag_1: man_flag; Flag_2: undef; Flag_3: limits; Flag_4: derived
stem increment tree 151 | [6 empty] | 2013-06-20 13:10 | 2014-03-26 11:50 | BC3 | CR1BC3_BC3_YYYY_MM_DD_hhmm.level1.csv |  | stem_inc_151 | mm | stem_inc_151 [mm] | [24 empty] | Flag_0: maintenance; Flag_1: man_flag; Flag_2: undef; Flag_3: limits; Flag_4: derived
stem increment tree 158 | [6 empty] | 2014-04-16 14:00 |  | BC3 | CR1BC3_BC3_YYYY_MM_DD_hhmm.level1.csv |  | stem_inc_158 | mm | stem_inc_158 [mm] | [24 empty] | Flag_0: maintenance; Flag_1: man_flag; Flag_2: undef; Flag_3: limits; Flag_4: derived
stem increment tree 185 | [6 empty] | 2014-04-03 14:10 |  | T5 | CR1T5_T5_YYYY_MM_DD_hhmm.level1.csv |  | stem_inc_185 | mm | stem_inc_185 [mm] | [24 empty] | Flag_0: maintenance; Flag_1: man_flag; Flag_2: undef; Flag_3: limits; Flag_4: derived
stem increment tree 188 | [6 empty] | 2014-04-03 14:10 |  | T5 | CR1T5_T5_YYYY_MM_DD_hhmm.level1.csv |  | stem_inc_188 | mm | stem_inc_188 [mm] | [24 empty] | Flag_0: maintenance; Flag_1: man_flag; Flag_2: undef; Flag_3: limits; Flag_4: derived
stem increment tree 190 | [6 empty] | 2014-04-03 14:10 |  | T5 | CR1T5_T5_YYYY_MM_DD_hhmm.level1.csv |  | stem_inc_190 | mm | stem_inc_190 [mm] | [24 empty] | Flag_0: maintenance; Flag_1: man_flag; Flag_2: undef; Flag_3: limits; Flag_4: derived
stem increment tree 193 | [6 empty] | 2014-04-03 14:10 |  | T5 | CR1T5_T5_YYYY_MM_DD_hhmm.level1.csv |  | stem_inc_193 | mm | stem_inc_193 [mm] | [24 empty] | Flag_0: maintenance; Flag_1: man_flag; Flag_2: undef; Flag_3: limits; Flag_4: derived
stem increment tree 202 | [6 empty] | 2014-04-03 14:10 | 2015-04-23 12:00 | T5 | CR1T5_T5_YYYY_MM_DD_hhmm.level1.csv |  | stem_inc_202 | mm | stem_inc_202 [mm] | [24 empty] | Flag_0: maintenance; Flag_1: man_flag; Flag_2: undef; Flag_3: limits; Flag_4: derived
stem increment tree 214 | [6 empty] | 2013-06-06 13:20 | 2014-04-03 14:10 | T5 | CR1T5_T5_YYYY_MM_DD_hhmm.level1.csv |  | stem_inc_233 | mm | stem_inc_233 [mm] | [24 empty] | Flag_0: maintenance; Flag_1: man_flag; Flag_2: undef; Flag_3: limits; Flag_4: derived
stem increment tree 215 | [6 empty] | 2013-06-06 13:20 | 2014-04-03 14:10 | T5 | CR1T5_T5_YYYY_MM_DD_hhmm.level1.csv |  | stem_inc_235 | mm | stem_inc_235 [mm] | [24 empty] | Flag_0: maintenance; Flag_1: man_flag; Flag_2: undef; Flag_3: limits; Flag_4: derived
stem increment tree 217 | [6 empty] | 2014-03-26 17:30 | 2015-04-16 14:10 | BC1 | CR1BC1_BC1_YYYY_MM_DD_hhmm.level1.csv |  | stem_inc_217 | mm | stem_inc_217 [mm] | [24 empty] | Flag_0: maintenance; Flag_1: man_flag; Flag_2: undef; Flag_3: limits; Flag_4: derived
stem increment tree 218 | [6 empty] | 2014-04-15 11:40 |  | BC1 | CR1BC1_BC1_YYYY_MM_DD_hhmm.level1.csv |  | stem_inc_218 | mm | stem_inc_218 [mm] | [24 empty] | Flag_0: maintenance; Flag_1: man_flag; Flag_2: undef; Flag_3: limits; Flag_4: derived
stem increment tree 233 | [6 empty] | 2014-04-03 14:10 |  | T5 | CR1T5_T5_YYYY_MM_DD_hhmm.level1.csv |  | stem_inc_301 | mm | stem_inc_301 [mm] | [24 empty] | Flag_0: maintenance; Flag_1: man_flag; Flag_2: undef; Flag_3: limits; Flag_4: derived
stem increment tree 235 | [6 empty] | 2014-04-03 14:10 | 2015-04-23 12:00 | T5 | CR1T5_T5_YYYY_MM_DD_hhmm.level1.csv |  | stem_inc235 | mm | stem_inc235 [mm] | [24 empty] | Flag_0: maintenance; Flag_1: man_flag; Flag_2: undef; Flag_3: limits; Flag_4: derived
stem increment tree 236 | [6 empty] | 2015-04-23 12:10 |  | T5 | CR1T5_T5_YYYY_MM_DD_hhmm.level1.csv |  | stem_inc236 | mm | stem_inc236 [mm] | [24 empty] | Flag_0: maintenance; Flag_1: man_flag; Flag_2: undef; Flag_3: limits; Flag_4: derived
stem increment tree 282 | [6 empty] | 2014-03-26 12:00 |  | BC3 | CR1BC3_BC3_YYYY_MM_DD_hhmm.level1.csv |  | stem_inc_282 | mm | stem_inc_282 [mm] | [24 empty] | Flag_0: maintenance; Flag_1: man_flag; Flag_2: undef; Flag_3: limits; Flag_4: derived
stem increment tree 301 radial | [6 empty] | 2014-04-03 14:10 | 2015-04-28 09:40 | T5 | CR1T5_T5_YYYY_MM_DD_hhmm.level1.csv |  | stem_inc_301r | mm | stem_inc_301r [mm] | [24 empty] | Flag_0: maintenance; Flag_1: man_flag; Flag_2: undef; Flag_3: limits; Flag_4: derived
stem increment tree 301 radial | [6 empty] | 2015-04-28 09:50 |  | T5 | CR1T5_T5_YYYY_MM_DD_hhmm.level1.csv |  | stem_inc_301r | mm | stem_inc_301r [mm] | [24 empty] | Flag_0: maintenance; Flag_1: man_flag; Flag_2: undef; Flag_3: limits; Flag_4: derived
stem increment tree 301 | [6 empty] | 2015-04-28 09:50 |  | T5 | CR1T5_T5_YYYY_MM_DD_hhmm.level1.csv |  | stem_inc_301 | mm | stem_inc_301 [mm] | [24 empty] | Flag_0: maintenance; Flag_1: man_flag; Flag_2: undef; Flag_3: limits; Flag_4: derived
Note on R1: Hendrik Zöphel : for automatic upload
Note on H42: Corinna Rebmann: nicht im loggerprogramm dokumentiert
Note on Q156: Corinna Rebmann: achtung Schreibfehler in DB Simon korrigiert am 9.1.17

## Logger Grosses Bruch
variable description | depth/height (m) | date start | date end | logger/data acquisition | level 1 data file name | headerout (logger) | headerout | units | headerout (final) | headerout (DB) | database ID | Umweltkompartiment | Probemedium | Physikalische Eigenschaft | Beobachtungsart | Zusätzliche Sensornummer | Zusätzliche Bezeichnung | Messort | Eddypro Label | musica | Min | Max | Obs_Min | Obs_Max | derived/influenced variables | compare with/emergency replacement | remarks | coordinates x | coordinates y | final units | maximum percentage of missing data for flag 1 daily | maximum percentage of missing data for flag 2 daily | Flag_0 | Flag_1 | Flag_2 | Flag_3 | Flag_4 | Flag_5 | Flag_6 | Flag_7 | Flag_8 | Alert_1 | Alert_2 | Alert_3 | comment
status for CNR4 heating | 2.1 | 2012-04-17 14:50 |  | W1 | CR3W1_W1_YYYY_MM_DD_hhmm.level1.csv | Heating_CNR4 | Heating_CNR4 | % | Heating_CNR4 [%] | DevicesImpulsescounts2_1mAvg10Min_cnr4 | 2a2eba8e7d8b3 | Technische Parameter | Geräte | Impulse / Counts | Average |  | _cnr4 | [7 empty] | SWDR SWUR LWDR LWUR | [7 empty] | Flag_0: maintenance; Flag_1: man_flag; Flag_2: undef; Flag_3: limits
ventilation HMP155 (for air temp and hum) | 2 | 2012-04-23 14:40 |  | W2 | CR1W2_W2_YYYY_MM_DD_hhmm.level1.csv | HMPFan | HMPFan_W | r per interval | HMPFan_W [r per interval] | DevicesImpulsescounts2mSum10Min_hmpfan | 6249b70dba19e | Technische Parameter | Geräte | Impulse / Counts | Sum |  | _hmpfan |  |  |  | 120 | 200 |  |  | Tair_W_2 RH_W_2 | [7 empty] | Flag_0: maintenance; Flag_1: man_flag; Flag_2: undef; Flag_3: limits; Alert_1: limits
diag for snow/vegetation height | 2 | 2012-04-17 14:50 |  | W1 | CR3W1_W1_YYYY_MM_DD_hhmm.level1.csv | SignalQuality_SR50 | snowdiag |  | snowdiag [] | DevicesQualityflag2mAvg10Min_snowdiag | 2a2eba8e7d8b3 | Technische Parameter | Geräte | Qualitätswert (Quality Flag) | Average |  | _snowdiag |  |  |  | 152 |  |  |  | snowheight | [7 empty] | Flag_0: maintenance; Flag_1: man_flag; Flag_2: undef; Flag_3: limits
Logger panel temperature W1 | 1 | 2012-04-17 14:50 |  | W1 | CR3W1_W1_YYYY_MM_DD_hhmm.level1.csv | PTemp | W1_Ptemp | degC | W1_Ptemp [degC] | DevicesTemperaturedatalogger1mAvg10Min_1 | 2a2eba8e7d8b3 | Technische Parameter | Geräte | Temperatur Datenlogger | Average |  | _1 |  |  |  | -20 | 60 | [10 empty] | Flag_0: maintenance; Flag_1: man_flag; Flag_2: undef; Flag_3: limits
logger panel temperature W2 | 1 | 2012-04-23 14:40 |  | W2 | CR1W2_W2_YYYY_MM_DD_hhmm.level1.csv | PTemp | W2_Ptemp | degC | W2_Ptemp [degC] | DevicesTemperaturedatalogger1mAvg10Min_2 | 6249b70dba19e | Technische Parameter | Geräte | Temperatur Datenlogger | Average |  | _2 |  |  |  | -20 | 60 | [10 empty] | Flag_0: maintenance; Flag_1: man_flag; Flag_2: undef; Flag_3: limits
body temperature of CNR4 | 2.1 | 2012-04-17 14:50 |  | W1 | CR3W1_W1_YYYY_MM_DD_hhmm.level1.csv | T_cnr4 | Tpyr | degC | Tpyr [degC] | DevicesTemperaturedevice2_1mAvg10Min_cnr4 | 2a2eba8e7d8b3 | Technische Parameter | Geräte | Temperatur Gerät | Average |  | _cnr4 |  |  |  | -35 | 60 |  |  | LWDR LWUR TDR TUR Rn Trad_pyr | [7 empty] | Flag_0: maintenance; Flag_1: man_flag; Flag_2: undef; Flag_3: limits; Flag_4: constant length=240m eps=0.05; Flag_7: RH_W_1 flagged2
switch for heating | 2.1 | 2012-04-17 14:50 | 2014-07-10 12:10 | W1 | CR3W1_W1_YYYY_MM_DD_hhmm.level1.csv | SW12_Stat | SW12_Stat |  | SW12_Stat [] | [23 empty] | Flag_0: maintenance; Flag_1: man_flag; Flag_2: undef; Flag_3: limits
SwitchSPN1 | 2.1 | 2012-05-15 10:50 | 2012-05-22 10:30 | W1 | CR3W1_W1_YYYY_MM_DD_hhmm.level1.csv | SwitchSPN1 | SwitchSPN1 |  | SwitchSPN1 [] | [23 empty] | Flag_0: maintenance; Flag_1: man_flag; Flag_2: undef; Flag_3: limits
Logger voltage CR3000-W1 | 1 | 2012-04-17 14:50 |  | W1 | CR3W1_W1_YYYY_MM_DD_hhmm.level1.csv | batt_volt | W1_Voltage | V | W1_Voltage [V] | DevicesVoltagelogger1mAvg10Min_1 | 2a2eba8e7d8b3 | Technische Parameter | Geräte | Spannung Datenlogger | Average |  | _1 |  |  |  | 11 | 14 | [10 empty] | Flag_0: maintenance; Flag_1: man_flag; Flag_2: undef; Flag_3: limits; Alert_1: limits min/max
Logger voltage CR1000-W2 | 1 | 2012-04-23 14:40 |  | W2 | CR1W2_W2_YYYY_MM_DD_hhmm.level1.csv | batt_volt | W2_Voltage | V | W2_Voltage [V] | DevicesVoltagelogger1mAvg10Min_2 | 6249b70dba19e | Technische Parameter | Geräte | Spannung Datenlogger | Average |  | _2 |  |  |  | 11 | 14 | [10 empty] | Flag_0: maintenance; Flag_1: man_flag; Flag_2: undef; Flag_3: limits; Alert_1: limit min/max
ground water level | 0 | 2012-04-17 14:50 |  | W1 | CR3W1_W1_YYYY_MM_DD_hhmm.level1.csv | Waterlevel | waterlevel | m | waterlevel [m] | GroundwaterGroundwatertable0mAvg10Min | 2a2eba8e7d8b3 | Hydrosphäre | Grundwasser | Grundwasserstand | Average | [5 empty] | -2 | 0 | [8 empty] | 70 | 90 | Flag_0: maintenance; Flag_1: man_flag; Flag_2: undef; Flag_3: limits; Flag_4: constant length=20d eps=0.01
soil heat flux 1-0.05m | 0.05 | 2012-04-23 14:40 |  | W2 | CR1W2_W2_YYYY_MM_DD_hhmm.level1.csv | SHFHux01 | SHF01 | W/m**2 | SHF01 [W/m**2] | SoilEnergyflux0_05mAvg10Min_01 | 6249b70dba19e | Pedosphäre |  | Energiestrom | Average |  | _01 |  | SHF_1_1_1 | gsoil01 | -200 | 200 |  |  | SHFm, SHF01_fin | SHF02 SHF03 SHF04 SHF05 SHF06 |  |  |  |  | 20 | 50 | Flag_0: maintenance; Flag_1: man_flag; Flag_2: undef; Flag_3: limits; Flag_4: constant length=18h eps=0.001; Flag_5: MAD deriv=0 z=7 length=180d
soil heat flux 2-0.05m | 0.05 | 2012-04-23 14:40 |  | W2 | CR1W2_W2_YYYY_MM_DD_hhmm.level1.csv | SHFHux02 | SHF02 | W/m**2 | SHF02 [W/m**2] | SoilEnergyflux0_05mAvg10Min_02 | 6249b70dba19e | Pedosphäre |  | Energiestrom | Average |  | _02 |  | SHF_2_1_1 | gsoil02 | -200 | 200 |  |  | SHFm, SHF02_fin | SHF01 SHF03 SHF04 SHF05 SHF06 |  |  |  |  | 20 | 50 | Flag_0: maintenance; Flag_1: man_flag; Flag_2: undef; Flag_3: limits; Flag_4: constant length=18h eps=0.001; Flag_5: MAD deriv=0 z=7 length=180d
soil heat flux 3-0.05m | 0.05 | 2012-04-23 14:40 |  | W2 | CR1W2_W2_YYYY_MM_DD_hhmm.level1.csv | SHFHux03 | SHF03 | W/m**2 | SHF03 [W/m**2] | SoilEnergyflux0_05mAvg10Min_03 | 6249b70dba19e | Pedosphäre |  | Energiestrom | Average |  | _03 |  | SHF_3_1_1 | gsoil03 | -200 | 200 |  |  | SHFm, SHF03_fin | SHF01 SHF02 SHF04 SHF05 SHF06 |  |  |  |  | 20 | 50 | Flag_0: maintenance; Flag_1: man_flag; Flag_2: undef; Flag_3: limits; Flag_4: constant length=18h eps=0.001; Flag_5: MAD deriv=0 z=7 length=180d
soil heat flux 4-0.05m | 0.05 | 2012-04-23 14:40 |  | W2 | CR1W2_W2_YYYY_MM_DD_hhmm.level1.csv | SHFCN301 | SHF04 | W/m**2 | SHF04 [W/m**2] | SoilEnergyflux0_05mAvg10Min_04 | 6249b70dba19e | Pedosphäre |  | Energiestrom | Average |  | _04 |  | SHF_4_1_1 | gsoil04 | -200 | 200 |  |  | SHFm, SHF04_fin | SHF01 SHF02 SHF03 SHF05 SHF06 |  |  |  |  | 20 | 50 | Flag_0: maintenance; Flag_1: man_flag; Flag_2: undef; Flag_3: limits; Flag_4: constant length=18h eps=0.001; Flag_5: MAD deriv=0 z=7 length=180d
soil heat flux 5-0.05m | 0.05 | 2012-04-23 14:40 |  | W2 | CR1W2_W2_YYYY_MM_DD_hhmm.level1.csv | SHFCN302 | SHF05 | W/m**2 | SHF05 [W/m**2] | SoilEnergyflux0_05mAvg10Min_05 | 6249b70dba19e | Pedosphäre |  | Energiestrom | Average |  | _05 |  | SHF_5_1_1 | gsoil05 | -200 | 200 |  |  | SHFm, SHF05_fin | SHF01 SHF02 SHF03 SHF04 SHF06 |  |  |  |  | 20 | 50 | Flag_0: maintenance; Flag_1: man_flag; Flag_2: undef; Flag_3: limits; Flag_4: constant length=18h eps=0.001; Flag_5: MAD deriv=0 z=7 length=180d
soil heat flux 6-0.05m | 0.05 | 2012-04-23 14:40 |  | W2 | CR1W2_W2_YYYY_MM_DD_hhmm.level1.csv | SHFCN303 | SHF06 | W/m**2 | SHF06 [W/m**2] | SoilEnergyflux0_05mAvg10Min_06 | 6249b70dba19e | Pedosphäre |  | Energiestrom | Average |  | _06 |  | SHF_6_1_1 | gsoil06 | -200 | 200 |  |  | SHFm, SHF06_fin | SHF01 SHF02 SHF03 SHF04 SHF05 |  |  |  |  | 20 | 50 | Flag_0: maintenance; Flag_1: man_flag; Flag_2: undef; Flag_3: limits; Flag_4: constant length=18h eps=0.001; Flag_5: MAD deriv=0 z=7 length=180d
mean soil heat flux | 0.05 | 2012-04-23 14:40 |  | W2 | CR1W2_W2_YYYY_MM_DD_hhmm.level1.csv | derived | SHFm | W/m**2 | SHFm [W/m**2] | SoilEnergyflux0_05mAvg10Min_mean | 6249b70dba19e | Pedosphäre |  | Energiestrom | Average |  | _mean |  |  | gsoilmean |  |  |  |  | SHF01 SHF02 SHF03 SHF04 SHF05 SHF06 | [5 empty] | 20 | 50 | Flag_0: maintenance; Flag_1: man_flag; Flag_2: undef; Flag_3: limits; Flag_4: derived
soil moisture profile 5cm | 0.05 | 2013-12-13 12:30 | 2014-07-10 11:30 | W2 | CR1W2_W2_YYYY_MM_DD_hhmm.level1.csv | SMP05 | SMP005 | % | SMP005 [%] | SoilSoilmoisture0_05mAvg10Min_2 | 6249b70dba19e | Pedosphäre |  | Bodenfeuchte | Average |  | _2 |  |  | swc005 | 5 | 70 | [8 empty] | 20 | 50 | Flag_0: maintenance; Flag_1: man_flag; Flag_2: undef; Flag_3: limits; Flag_4: constant length=5h eps=0.001; Flag_5: MAD deriv=2 z=7 length=180d
soil moisture, 10cm depth | 0.1 | 2014-02-04 14:50 | 2015-09-03 12:20 | W1 | CR3W1_W1_YYYY_MM_DD_hhmm.level1.csv | SMPII10 | SM010 | % | SM010 [%] | SoilSoilmoisture0_1mAvg10Min | 2a2eba8e7d8b3 | Pedosphäre |  | Bodenfeuchte | Average |  |  |  |  | swc010 | 5 | 70 |  |  |  |  | changed resolution of sensor-consequences on automatic flagging (constant values) |  |  |  | 20 | 50 | Flag_1: man_flag; Flag_2: undef; Flag_3: limits
soil moisture, 10cm depth | 0.1 | 2015-09-03 12:30 |  | W1 | CR3W1_W1_YYYY_MM_DD_hhmm.level1.csv | SMPII10 | SM010 | % | SM010 [%] | SoilSoilmoisture0_1mAvg10Min | 2a2eba8e7d8b3 | Pedosphäre |  | Bodenfeuchte | Average |  |  |  |  | swc010 | 5 | 70 |  |  |  |  | changed resolution of sensor-consequences on automatic flagging (constant values) |  |  |  | 20 | 50 | Flag_1: man_flag; Flag_2: undef; Flag_3: limits; Flag_4: constant length=10h eps=0.0001
soil moisture profile 10cm | 0.1 | 2012-04-23 14:40 | 2013-12-13 12:20 | W2 | CR1W2_W2_YYYY_MM_DD_hhmm.level1.csv | SMP010 | SMP010 | % | SMP010 [%] | SoilSoilmoisture0_1mAvg10Min_2 | 6249b70dba19e | Pedosphäre |  | Bodenfeuchte | Average |  | _2 |  |  | swc010 | 5 | 70 | [8 empty] | 20 | 50 | Flag_0: maintenance; Flag_1: man_flag; Flag_2: undef; Flag_3: limits; Flag_4: constant length=10h eps=0.001; Flag_5: MAD deriv=2 z=7 length=180d
soil moisture profile 10cm | 0.1 | 2013-12-13 12:30 | 2014-07-10 11:30 | W2 | CR1W2_W2_YYYY_MM_DD_hhmm.level1.csv | SMP10 | SMP010 | % | SMP010 [%] | SoilSoilmoisture0_1mAvg10Min_2 | 6249b70dba19e | Pedosphäre |  | Bodenfeuchte | Average |  | _2 |  |  | swc010 | 5 | 70 | [8 empty] | 20 | 50 | Flag_0: maintenance; Flag_1: man_flag; Flag_2: undef; Flag_3: limits; Flag_4: constant length=10h eps=0.001; Flag_5: MAD deriv=2 z=7 length=180d
soil moisture, 20cm depth | 0.2 | 2014-02-04 14:50 | 2015-09-03 12:20 | W1 | CR3W1_W1_YYYY_MM_DD_hhmm.level1.csv | SMPII20 | SM020 | % | SM020 [%] | SoilSoilmoisture0_2mAvg10Min | 2a2eba8e7d8b3 | Pedosphäre |  | Bodenfeuchte | Average |  |  |  |  | swc020 | 5 | 70 |  |  |  | SM020_CS650 | changed resolution of sensor-consequences on automatic flagging (constant values) |  |  |  | 20 | 50 | Flag_1: man_flag; Flag_2: undef; Flag_3: limits
soil moisture, 20cm depth | 0.2 | 2015-09-03 12:30 |  | W1 | CR3W1_W1_YYYY_MM_DD_hhmm.level1.csv | SMPII20 | SM020 | % | SM020 [%] | SoilSoilmoisture0_2mAvg10Min | 2a2eba8e7d8b3 | Pedosphäre |  | Bodenfeuchte | Average |  |  |  |  | swc020 | 5 | 70 |  |  |  | SM020_CS650 | changed resolution of sensor-consequences on automatic flagging (constant values) |  |  |  | 20 | 50 | Flag_1: man_flag; Flag_2: undef; Flag_3: limits; Flag_4: constant length=10h eps=0.0001
soil moisture profile 20cm | 0.2 | 2012-04-23 14:40 | 2013-12-13 12:20 | W2 | CR1W2_W2_YYYY_MM_DD_hhmm.level1.csv | SMP020 | SMP020 | % | SMP020 [%] | SoilSoilmoisture0_2mAvg10Min_2 | 6249b70dba19e | Pedosphäre |  | Bodenfeuchte | Average |  | _2 |  |  | swc020 | 5 | 70 | [8 empty] | 20 | 50 | Flag_0: maintenance; Flag_1: man_flag; Flag_2: undef; Flag_3: limits; Flag_4: constant length=10h eps=0.001; Flag_5: MAD deriv=2 z=7 length=180d
soil moisture profile 20cm | 0.2 | 2013-12-13 12:30 | 2014-07-10 11:30 | W2 | CR1W2_W2_YYYY_MM_DD_hhmm.level1.csv | SMP20 | SMP020 | % | SMP020 [%] | SoilSoilmoisture0_2mAvg10Min_2 | 6249b70dba19e | Pedosphäre |  | Bodenfeuchte | Average |  | _2 |  |  | swc020 | 5 | 70 | [8 empty] | 20 | 50 | Flag_0: maintenance; Flag_1: man_flag; Flag_2: undef; Flag_3: limits; Flag_4: constant length=10h eps=0.001; Flag_5: MAD deriv=2 z=7 length=180d
soil moisture CS650, 20cm | 0.2 | 2014-07-21 16:40 |  | W2 | CR1W2_W2_YYYY_MM_DD_hhmm.level1.csv | VWC_CS650 | SM020_CS650 | % | SM020_CS650 [%] | SoilSoilmoisture0_2mAvg10Min_cs650 | 6249b70dba19e | Pedosphäre |  | Bodenfeuchte | Average |  | _cs650 |  |  | swc020 | 5 | 60 |  |  |  | SM020 |  |  |  |  | 20 | 50 | Flag_0: maintenance; Flag_1: man_flag; Flag_2: undef; Flag_3: limits; Flag_4: constant length=10h eps=0.001
soil moisture, 30cm depth | 0.3 | 2014-02-04 14:50 | 2015-09-03 12:20 | W1 | CR3W1_W1_YYYY_MM_DD_hhmm.level1.csv | SMPII30 | SM030 | % | SM030 [%] | SoilSoilmoisture0_3mAvg10Min | 2a2eba8e7d8b3 | Pedosphäre |  | Bodenfeuchte | Average |  |  |  |  | swc030 | 5 | 70 |  |  |  |  | changed resolution of sensor-consequences on automatic flagging (constant values) |  |  |  | 20 | 50 | Flag_1: man_flag; Flag_2: undef; Flag_3: limits
soil moisture, 30cm depth | 0.3 | 2015-09-03 12:30 |  | W1 | CR3W1_W1_YYYY_MM_DD_hhmm.level1.csv | SMPII30 | SM030 | % | SM030 [%] | SoilSoilmoisture0_3mAvg10Min | 2a2eba8e7d8b3 | Pedosphäre |  | Bodenfeuchte | Average |  |  |  |  | swc030 | 5 | 70 |  |  |  |  | changed resolution of sensor-consequences on automatic flagging (constant values) |  |  |  | 20 | 50 | Flag_1: man_flag; Flag_2: undef; Flag_3: limits; Flag_4: constant length=10h eps=0.0001
soil moisture profile 30cm | 0.3 | 2013-12-13 12:30 | 2014-07-10 11:30 | W2 | CR1W2_W2_YYYY_MM_DD_hhmm.level1.csv | SMP30 | SMP030 | % | SMP030 [%] | SoilSoilmoisture0_3mAvg10Min_2 | 6249b70dba19e | Pedosphäre |  | Bodenfeuchte | Average |  | _2 |  |  | swc030 | 5 | 70 | [8 empty] | 20 | 50 | Flag_0: maintenance; Flag_1: man_flag; Flag_2: undef; Flag_3: limits; Flag_4: constant length=10h eps=0.001; Flag_5: MAD deriv=2 z=7 length=180d
soil moisture profile 30cm | 0.3 | 2012-04-23 14:40 | 2013-12-13 12:20 | W2 | CR1W2_W2_YYYY_MM_DD_hhmm.level1.csv | SMP030 | SMP030 | % | SMP030 [%] | SoilSoilmoisture0_3mAvg10Min_2 | 6249b70dba19e | Pedosphäre |  | Bodenfeuchte | Average |  | _2 |  |  | swc030 | 5 | 70 | [8 empty] | 20 | 50 | Flag_0: maintenance; Flag_1: man_flag; Flag_2: undef; Flag_3: limits; Flag_4: constant length=10h eps=0.001; Flag_5: MAD deriv=2 z=7 length=180d
soil moisture profile 40cm | 0.4 | 2012-04-23 14:40 | 2013-12-13 12:20 | W2 | CR1W2_W2_YYYY_MM_DD_hhmm.level1.csv | SMP040 | SMP040 | % | SMP040 [%] | SoilSoilmoisture0_4mAvg10Min_2 | 6249b70dba19e | Pedosphäre |  | Bodenfeuchte | Average |  | _2 |  |  | swc040 | 5 | 70 | [8 empty] | 20 | 50 | Flag_0: maintenance; Flag_1: man_flag; Flag_2: undef; Flag_3: limits; Flag_4: constant length=10h eps=0.001; Flag_5: MAD deriv=2 z=7 length=180d
soil moisture profile 40cm | 0.4 | 2013-12-13 12:30 | 2014-07-10 11:30 | W2 | CR1W2_W2_YYYY_MM_DD_hhmm.level1.csv | SMP40 | SMP040 | % | SMP040 [%] | SoilSoilmoisture0_4mAvg10Min_2 | 6249b70dba19e | Pedosphäre |  | Bodenfeuchte | Average |  | _2 |  |  | swc040 | 5 | 70 | [8 empty] | 20 | 50 | Flag_0: maintenance; Flag_1: man_flag; Flag_2: undef; Flag_3: limits; Flag_4: constant length=10h eps=0.001; Flag_5: MAD deriv=2 z=7 length=180d
soil moisture, 50cm depth | 0.5 | 2014-02-04 14:50 | 2015-09-03 12:20 | W1 | CR3W1_W1_YYYY_MM_DD_hhmm.level1.csv | SMPII50 | SM050 | % | SM050 [%] | SoilSoilmoisture0_5mAvg10Min | 2a2eba8e7d8b3 | Pedosphäre |  | Bodenfeuchte | Average |  |  |  |  | swc050 | 5 | 70 |  |  |  |  | changed resolution of sensor-consequences on automatic flagging (constant values) |  |  |  | 20 | 50 | Flag_1: man_flag; Flag_2: undef; Flag_3: limits
soil moisture, 50cm depth | 0.5 | 2015-09-03 12:30 |  | W1 | CR3W1_W1_YYYY_MM_DD_hhmm.level1.csv | SMPII50 | SM050 | % | SM050 [%] | SoilSoilmoisture0_5mAvg10Min | 2a2eba8e7d8b3 | Pedosphäre |  | Bodenfeuchte | Average |  |  |  |  | swc050 | 5 | 70 |  |  |  |  | changed resolution of sensor-consequences on automatic flagging (constant values) |  |  |  | 20 | 50 | Flag_1: man_flag; Flag_2: undef; Flag_3: limits; Flag_4: constant length=10h eps=0.0001
soil moisture profile 50cm | 0.5 | 2012-04-23 14:40 | 2013-12-13 12:20 | W2 | CR1W2_W2_YYYY_MM_DD_hhmm.level1.csv | SMP050 | SMP050 | % | SMP050 [%] | SoilSoilmoisture0_5mAvg10Min_2 | 6249b70dba19e | Pedosphäre |  | Bodenfeuchte | Average |  | _2 |  |  | swc050 | 5 | 70 | [8 empty] | 20 | 50 | Flag_0: maintenance; Flag_1: man_flag; Flag_2: undef; Flag_3: limits; Flag_4: constant length=10h eps=0.001; Flag_5: MAD deriv=2 z=7 length=180d
soil moisture 50cm left | 0.5 | 2013-12-13 12:30 | 2014-07-10 11:30 | W2 | CR1W2_W2_YYYY_MM_DD_hhmm.level1.csv | SMPL50 | SMP050L | % | SMP050L [%] | SoilSoilmoisture0_5mAvg10Min_2_l | 6249b70dba19e | Pedosphäre |  | Bodenfeuchte | Average |  | _2_l |  |  | swc050 | 5 | 70 | [8 empty] | 20 | 50 | Flag_0: maintenance; Flag_1: man_flag; Flag_2: undef; Flag_3: limits; Flag_4: constant length=10h eps=0.001; Flag_5: MAD deriv=2 z=7 length=180d
soil moisture 50cm right | 0.5 | 2013-12-13 12:30 | 2014-07-10 11:30 | W2 | CR1W2_W2_YYYY_MM_DD_hhmm.level1.csv | SMPR50 | SMP050R | % | SMP050R [%] | SoilSoilmoisture0_5mAvg10Min_2_r | 6249b70dba19e | Pedosphäre |  | Bodenfeuchte | Average |  | _2_r |  |  | swc050 | 5 | 70 | [8 empty] | 20 | 50 | Flag_0: maintenance; Flag_1: man_flag; Flag_2: undef; Flag_3: limits; Flag_4: constant length=10h eps=0.001; Flag_5: MAD deriv=2 z=7 length=180d
soil temperature 3cm SHF03 | 0.03 | 2012-04-23 14:40 |  | W2 | CR1W2_W2_YYYY_MM_DD_hhmm.level1.csv | Tsoil1 | Tsoil1 | degC | Tsoil1 [degC] | SoilSoiltemperature0_03mAvg10Min_shf01 | 6249b70dba19e | Pedosphäre |  | Bodentemperatur | Average |  | _shf01 |  |  |  | -25 | 50 |  |  | SHF_T01 | ST005 |  |  |  |  | 10 | 50 | Flag_0: maintenance; Flag_1: man_flag; Flag_2: undef; Flag_3: limits; Flag_4: constant length=5h eps=0.001; Flag_5: MAD deriv=2 z=7 length=180d; Alert_1: constant length=5h eps=0.0001
soil temperature 3cm SHF01 SHF02 | 0.03 | 2012-04-23 14:40 |  | W2 | CR1W2_W2_YYYY_MM_DD_hhmm.level1.csv | Tsoil2 | Tsoil2 | degC | Tsoil2 [degC] | SoilSoiltemperature0_03mAvg10Min_shf02 | 6249b70dba19e | Pedosphäre |  | Bodentemperatur | Average |  | _shf02 |  |  |  | -25 | 50 |  |  | SHF_T02 | ST005 |  |  |  |  | 10 | 50 | Flag_0: maintenance; Flag_1: man_flag; Flag_2: undef; Flag_3: limits; Flag_4: constant length=5h eps=0.001; Flag_5: MAD deriv=2 z=7 length=180d; Alert_1: constant length=5h eps=0.0001
soil temperature 3cm SHF04 | 0.03 | 2012-05-11 13:50 |  | W2 | CR1W2_W2_YYYY_MM_DD_hhmm.level1.csv | Tsoil3 | Tsoil3 | degC | Tsoil3 [degC] | SoilSoiltemperature0_03mAvg10Min_shf03 | 6249b70dba19e | Pedosphäre |  | Bodentemperatur | Average |  | _shf03 |  |  |  | -25 | 50 |  |  | SHF_T03 | ST005 |  |  |  |  | 10 | 50 | Flag_0: maintenance; Flag_1: man_flag; Flag_2: undef; Flag_3: limits; Flag_4: constant length=5h eps=0.001; Flag_5: MAD deriv=2 z=7 length=180d; Alert_1: constant length=5h eps=0.0001
soil temperature 5cm | 0.05 | 2012-04-23 14:40 |  | W2 | CR1W2_W2_YYYY_MM_DD_hhmm.level1.csv | STP005 | ST005 | degC | ST005 [degC] | SoilSoiltemperature0_05mAvg10Min | 6249b70dba19e | Pedosphäre |  | Bodentemperatur | Average | [5 empty] | -25 | 50 |  |  |  | Tsoil1 Tsoil2 Tsoil3 |  |  |  |  | 10 | 50 | Flag_0: maintenance; Flag_1: man_flag; Flag_2: undef; Flag_3: limits; Flag_4: constant length=5h eps=0.001; Alert_1: constant length=5h eps=0.0001
soil temperature 5cm | 0.05 | 2013-12-13 12:30 | 2014-07-10 11:30 | W2 | CR1W2_W2_YYYY_MM_DD_hhmm.level1.csv | STPII05 | STII005 | degC | STII005 [degC] | SoilSoiltemperature0_05mAvg10Min_2 | 6249b70dba19e | Pedosphäre |  | Bodentemperatur | Average |  | _2 |  |  |  | -25 | 50 |  |  |  | Tsoil1 Tsoil2 Tsoil3 |  |  |  |  | 10 | 50 | Flag_0: maintenance; Flag_1: man_flag; Flag_2: undef; Flag_3: limits; Flag_4: constant length=5h eps=0.001; Alert_1: constant length=5h eps=0.0001
soil temperature 10cm | 0.1 | 2012-04-23 14:40 |  | W2 | CR1W2_W2_YYYY_MM_DD_hhmm.level1.csv | STP010 | ST010 | degC | ST010 [degC] | SoilSoiltemperature0_1mAvg10Min | 6249b70dba19e | Pedosphäre |  | Bodentemperatur | Average | [5 empty] | -25 | 50 | [8 empty] | 10 | 50 | Flag_0: maintenance; Flag_1: man_flag; Flag_2: undef; Flag_3: limits; Flag_4: constant length=5h eps=0.001; Alert_1: constant length=5h eps=0.0001
soil temperature 10cm | 0.1 | 2013-12-13 12:30 | 2014-07-10 11:30 | W2 | CR1W2_W2_YYYY_MM_DD_hhmm.level1.csv | STPII10 | STII010 | degC | STII010 [degC] | SoilSoiltemperature0_1mAvg10Min_2 | 6249b70dba19e | Pedosphäre |  | Bodentemperatur | Average |  | _2 |  |  |  | -25 | 50 | [8 empty] | 10 | 50 | Flag_0: maintenance; Flag_1: man_flag; Flag_2: undef; Flag_3: limits; Flag_4: constant length=5h eps=0.001; Alert_1: constant length=5h eps=0.0001
soil temperature 20cm | 0.2 | 2012-04-23 14:40 |  | W2 | CR1W2_W2_YYYY_MM_DD_hhmm.level1.csv | STP020 | ST020 | degC | ST020 [degC] | SoilSoiltemperature0_2mAvg10Min | 6249b70dba19e | Pedosphäre |  | Bodentemperatur | Average | [5 empty] | -25 | 50 | [8 empty] | 20 | 50 | Flag_0: maintenance; Flag_1: man_flag; Flag_2: undef; Flag_3: limits; Flag_4: constant length=10h eps=0.001; Alert_1: constant length=10h eps=0.001
soil temperature 20cm | 0.2 | 2013-12-13 12:30 | 2014-07-10 11:30 | W2 | CR1W2_W2_YYYY_MM_DD_hhmm.level1.csv | STPII20 | STII020 | degC | STII020 [degC] | SoilSoiltemperature0_2mAvg10Min_2 | 6249b70dba19e | Pedosphäre |  | Bodentemperatur | Average |  | _2 |  |  |  | -25 | 50 | [8 empty] | 20 | 50 | Flag_0: maintenance; Flag_1: man_flag; Flag_2: undef; Flag_3: limits; Flag_4: constant length=5h eps=0.001; Alert_1: constant length=5h eps=0.0001
soil temperature CS650, 20cm | 0.2 | 2014-07-21 16:40 |  | W2 | CR1W2_W2_YYYY_MM_DD_hhmm.level1.csv | Tsoil_CS650 | Tsoil20_CS650 | degC | Tsoil20_CS650 [degC] | SoilSoiltemperature0_2mAvg10Min_cs650 | 6249b70dba19e | Pedosphäre |  | Bodentemperatur | Average |  | _cs650 |  |  |  | -25 | 50 |  |  |  | ST020 |  |  |  |  | 20 | 50 | Flag_0: maintenance; Flag_1: man_flag; Flag_2: undef; Flag_3: limits; Flag_4: constant length=5h eps=0.001; Flag_5: MAD deriv=2 z=7 length=180d; Alert_1: constant length=5h eps=0.0001
soil temperature 30cm | 0.3 | 2012-04-23 14:40 |  | W2 | CR1W2_W2_YYYY_MM_DD_hhmm.level1.csv | STP030 | ST030 | degC | ST030 [degC] | SoilSoiltemperature0_3mAvg10Min | 6249b70dba19e | Pedosphäre |  | Bodentemperatur | Average | [5 empty] | -25 | 50 | [8 empty] | 20 | 50 | Flag_0: maintenance; Flag_1: man_flag; Flag_2: undef; Flag_3: limits; Flag_4: constant length=15h eps=0.001; Alert_1: constant length=5h eps=0.0001
soil temperature 30cm | 0.3 | 2013-12-13 12:30 | 2014-07-10 11:30 | W2 | CR1W2_W2_YYYY_MM_DD_hhmm.level1.csv | STPII30 | STII030 | degC | STII030 [degC] | SoilSoiltemperature0_3mAvg10Min_2 | 6249b70dba19e | Pedosphäre |  | Bodentemperatur | Average |  | _2 |  |  |  | -25 | 50 | [8 empty] | 20 | 50 | Flag_0: maintenance; Flag_1: man_flag; Flag_2: undef; Flag_3: limits; Flag_4: constant length=5h eps=0.001; Alert_1: constant length=5h eps=0.0001
soil temperature 40cm | 0.4 | 2013-12-13 12:30 | 2014-07-10 11:30 | W2 | CR1W2_W2_YYYY_MM_DD_hhmm.level1.csv | STPII40 | STII040 | degC | STII040 [degC] | SoilSoiltemperature0_4mAvg10Min_2 | 6249b70dba19e | Pedosphäre |  | Bodentemperatur | Average |  | _2 |  |  |  | -25 | 50 | [8 empty] | 20 | 50 | Flag_0: maintenance; Flag_1: man_flag; Flag_2: undef; Flag_3: limits; Flag_4: constant length=5h eps=0.001; Alert_1: constant length=5h eps=0.0001
soil temperature 50cm | 0.5 | 2012-04-23 14:40 |  | W2 | CR1W2_W2_YYYY_MM_DD_hhmm.level1.csv | STP050 | ST050 | degC | ST050 [degC] | SoilSoiltemperature0_5mAvg10Min | 6249b70dba19e | Pedosphäre |  | Bodentemperatur | Average | [5 empty] | -10 | 30 | [8 empty] | 20 | 50 | Flag_0: maintenance; Flag_1: man_flag; Flag_2: undef; Flag_3: limits; Flag_4: constant length=24h eps=0.001; Alert_1: constant length=5h eps=0.0001
soil temperature 50cm left | 0.5 | 2013-12-13 12:30 | 2014-07-10 11:30 | W2 | CR1W2_W2_YYYY_MM_DD_hhmm.level1.csv | STPIIL50 | STII050L | degC | STII050L [degC] | SoilSoiltemperature0_5mAvg10Min_l | 6249b70dba19e | Pedosphäre |  | Bodentemperatur | Average |  | _2_l |  |  |  | -10 | 30 | [8 empty] | 20 | 50 | Flag_0: maintenance; Flag_1: man_flag; Flag_2: undef; Flag_3: limits; Flag_4: constant length=5h eps=0.001; Flag_5: MAD deriv=2 z=7 length=180d; Alert_1: constant length=5h eps=0.0001
soil temperature 50cm right | 0.5 | 2013-12-13 12:30 | 2014-07-10 11:30 | W2 | CR1W2_W2_YYYY_MM_DD_hhmm.level1.csv | STPIIR50 | STII050R | degC | STII050R [degC] | SoilSoiltemperature0_5mAvg10Min_r | 6249b70dba19e | Pedosphäre |  | Bodentemperatur | Average |  | _2_r |  |  |  | -10 | 30 | [8 empty] | 20 | 50 | Flag_0: maintenance; Flag_1: man_flag; Flag_2: undef; Flag_3: limits; Flag_4: constant length=5h eps=0.001; Flag_5: MAD deriv=2 z=7 length=180d; Alert_1: constant length=5h eps=0.0001
soil temperature 100cm | 1 | 2012-04-23 14:40 |  | W2 | CR1W2_W2_YYYY_MM_DD_hhmm.level1.csv | STP100 | ST100 | degC | ST100 [degC] | SoilSoiltemperature1mAvg10Min | 6249b70dba19e | Pedosphäre |  | Bodentemperatur | Average | [5 empty] | -10 | 30 | [8 empty] | 20 | 50 | Flag_0: maintenance; Flag_1: man_flag; Flag_2: undef; Flag_3: limits; Flag_4: constant length=48h eps=0.001; Alert_1: constant length=5h eps=0.0001
air density | 2 | 2012-04-23 14:40 |  | W2 | CR1W2_W2_YYYY_MM_DD_hhmm.level1.csv | derived | rho | kg/m3 | rho [kg/m3] | WeatherAirdensity2mAvg10Min | 6249b70dba19e | Atmosphäre |  | Luftdichte | Average | [9 empty] | Tair_W_2 RH_W_2 airpres_W | [5 empty] | 20 | 50 | Flag_0: maintenance; Flag_1: man_flag; Flag_2: undef; Flag_3: limits; Flag_4: derived
air pressure | 1.5 | 2012-04-23 14:40 |  | W2 | CR1W2_W2_YYYY_MM_DD_hhmm.level1.csv | pres | airpres_W | hPa | airpres_W [hPa] | WeatherAirpressure1_5mAvg10Min | 6249b70dba19e | Atmosphäre |  | Luftdruck | Average |  |  |  | Pa_1_1_1 | pairh | 920 | 1050 |  |  | sh rho Tpot H2Oc | [5 empty] | 20 | 50 | Flag_0: maintenance; Flag_1: man_flag; Flag_2: undef; Flag_3: limits; Flag_4: MAD deriv=0 z=7 length=90d; Flag_5: constant length=10h eps=0.01; Alert_1: diff(airpres_W-airpres_KS2>10)
air temperature (2m) | 2 | 2012-04-17 14:50 |  | W1 | CR3W1_W1_YYYY_MM_DD_hhmm.level1.csv | Tair_mV | Tair_W_1 | degC | Tair_W_1 [degC] | WeatherAirtemperature2mAvg10Min_1 | 2a2eba8e7d8b3 | Atmosphäre |  | Lufttemperatur | Average |  | _1 |  |  |  | -35 | 50 |  |  | Vpmax | [5 empty] | 20 | 50 | Flag_0: maintenance; Flag_1: man_flag; Flag_2: undef; Flag_3: limits
air temperature (2m) | 2 | 2012-05-22 10:50 |  | W2 | CR1W2_W2_YYYY_MM_DD_hhmm.level1.csv | Tair | Tair_W_2 | degC | Tair_W_2 [degC] | WeatherAirtemperature2mAvg10Min_2 | 6249b70dba19e | Atmosphäre |  | Lufttemperatur | Average |  | _2 |  | Ta_1_1_1 | tair | -35 | 50 |  |  | VPmax VPact VPdef Tdew sh rho Tpot H2Oc | [5 empty] | 20 | 50 | Flag_0: maintenance; Flag_1: man_flag; Flag_2: undef; Flag_3: limits; Flag_4: HMPFan_W off
albedo (SWUR/SWDR*100) | 2.1 | 2012-04-17 14:50 |  | W1 | CR3W1_W1_YYYY_MM_DD_hhmm.level1.csv | derived | Albedo | % | Albedo [%] | WeatherAlbedo2_1mAvg10Min_cnr4 | 2a2eba8e7d8b3 | Atmosphäre |  | Albedo | Average |  | _cnr4 | [7 empty] | SWUR SWDR | [7 empty] | Flag_0: maintenance; Flag_1: man_flag; Flag_2: undef; Flag_3: limits; Flag_4: derived
diffuse radiation | 2.1 | 2012-04-17 14:50 |  | W1 | CR3W1_W1_YYYY_MM_DD_hhmm.level1.csv | Diffuse | DDR | W/m**2 | DDR [W/m**2] | WeatherRadiation_scattered2_1mAvg10Min | 2a2eba8e7d8b3 | Atmosphäre |  | Diffuse Strahlung | Average |  | _spn1 |  | Rd_1_1_1 |  | -100 | 1200 | 0 | 1200 | [6 empty] | 20 | 50 | Flag_0: maintenance; Flag_1: man_flag; Flag_2: undef; Flag_3: limits; Flag_4: constant length=120m eps=0.05 thmin=50
water vapour concentration (from airpres, Tair, rH) | 2 | 2012-04-23 14:40 |  | W2 | CR1W2_W2_YYYY_MM_DD_hhmm.level1.csv | derived | H2Oc | mmol/mol | H2Oc [mmol/mol] | WeatherConcentrationh2o2mAvg10Min | 6249b70dba19e | Atmosphäre |  | Konzentration H20 | Average | [5 empty] | 0 |  |  |  | Tair_W_2 RH_W_2 airpres_W | [5 empty] | 20 | 50 | Flag_0: maintenance; Flag_1: man_flag; Flag_2: undef; Flag_3: limits; Flag_4: derived
dew point temperature from Tair_W_2 and RH_W_2 | 2 | 2012-04-17 14:50 |  | W2 | CR1W2_W2_YYYY_MM_DD_hhmm.level1.csv | derived | Tdew | degC | Tdew [degC] | WeatherDewpointtemperature2mAvg10Min | 6249b70dba19e | Atmosphäre |  | Taupunkttemperatur | Average | [9 empty] | Tair_W_2 RH_W_2 | [5 empty] | 20 | 50 | Flag_0: maintenance; Flag_1: man_flag; Flag_2: undef; Flag_3: limits; Flag_4: derived
short wave radiation (in) | 2.1 | 2012-04-17 14:50 |  | W1 | CR3W1_W1_YYYY_MM_DD_hhmm.level1.csv | SWDR | SWDR | W/m**2 | SWDR [W/m**2] | WeatherGlobalradiation_in2_1mAvg10Min_cnr4 | 2a2eba8e7d8b3 | Atmosphäre |  | Globalstrahlung, In | Average |  | _cnr4 |  | Rg_1_1_1 | swdown | -100 | 1300 | 0 | 1300 | Albedo TDR Rn | [5 empty] | 20 | 50 | maintenance | man_flag | undef | limits | constant length=120m eps=0.05 thmin=50 | compare vars='SWDRspn1' diffmin=100 | Heating_CNR4 off | RH_W_1 flagged2 |  | compare thres_CNR4_SPN1=50 | VGL mit SWDRspn1 aus auf Monatsbasis Vorjahr um Degradierung zu detektieren
short wave radiation (in, SPN1) | 2.1 | 2012-04-17 14:50 |  | W1 | CR3W1_W1_YYYY_MM_DD_hhmm.level1.csv | SWDRspn1 | SWDRspn1 | W/m**2 | SWDRspn1 [W/m**2] | WeatherGlobalradiation_in2_1mAvg10Min_spn1 | 2a2eba8e7d8b3 | Atmosphäre |  | Globalstrahlung, In | Average |  | _spn1 |  |  |  | -100 | 1300 | 0 | 1300 | SunStat | [5 empty] | 20 | 50 | Flag_0: maintenance; Flag_1: man_flag; Flag_2: undef; Flag_3: limits; Flag_4: constant length=120m eps=0.05 thmin=50; Flag_5: compare vars='SWDR' diffmin=100
short wave radiation (out) | 2.1 | 2012-04-17 14:50 |  | W1 | CR3W1_W1_YYYY_MM_DD_hhmm.level1.csv | SWUR | SWUR | W/m**2 | SWUR [W/m**2] | WeatherGlobalradiation_reflected2_1mAvg10Min_cnr4 | 2a2eba8e7d8b3 | Atmosphäre |  | Globalstrahlung, reflektiert | Average |  | _cnr4 |  |  |  | -100 | 1100 | 0 | 1100 | Albedo TUR Rn | [5 empty] | 20 | 50 | Flag_0: maintenance; Flag_1: man_flag; Flag_2: undef; Flag_3: limits; Flag_4: constant length=120m eps=0.05 thmin=50; Flag_6: Heating_CNR4 off; Flag_7: RH_W_1 flagged2
net radiation (from SWDR SWUR LWDR LWUR) | 2.1 | 2012-04-17 14:50 |  | W1 | CR3W1_W1_YYYY_MM_DD_hhmm.level1.csv | derived | Rn | W/m**2 | Rn [W/m**2] | WeatherNetradiation_total2_1mAvg10Min_cnr4 | 2a2eba8e7d8b3 | Atmosphäre |  | Nettostrahlung, Total | Average |  | _cnr4 |  | Rn_1_1_1 |  | -500 | 1200 |  |  | SWDR SWUR LWDR LWUR Tpyr | [5 empty] | 20 | 50 | Flag_0: maintenance; Flag_1: man_flag; Flag_2: undef; Flag_3: limits; Flag_4: derived
albedo of PAR (PARU/PARD*100) | 2.1 | 2012-04-17 14:50 |  | W1 | CR3W1_W1_YYYY_MM_DD_hhmm.level1.csv | derived | PAlbedo | % | PAlbedo [%] | WeatherParalbedo2_1mAvg10Min | 2a2eba8e7d8b3 | Atmosphäre |  | PAR Albedo | Average | [9 empty] | PARU PARD | [7 empty] | Flag_0: maintenance; Flag_1: man_flag; Flag_2: undef; Flag_3: limits; Flag_4: derived
potential temperature | 2 | 2012-04-23 14:40 |  | W2 | CR1W2_W2_YYYY_MM_DD_hhmm.level1.csv | derived | Tpot | K | Tpot [K] | WeatherPotentialtemperature2mAvg10Min | 6249b70dba19e | Atmosphäre |  | Potentielle Temperatur | Average | [9 empty] | Tair_W_2 airpres_W | [7 empty] | Flag_0: maintenance; Flag_1: man_flag; Flag_2: undef; Flag_3: limits; Flag_4: derived
precipitation | 1.5 | 2012-04-23 14:40 |  | W2 | CR1W2_W2_YYYY_MM_DD_hhmm.level1.csv | rain_Tot | precip_W | mm | precip_W [mm] | WeatherPrecipitationheight_liquid1_5mSum10Min | 6249b70dba19e | Atmosphäre |  | Niederschlagshöhe, Flüssig | Sum |  |  |  | P_1_1_1 | precip | 0 | 35 | [8 empty] | 20 | 50 | Flag_0: maintenance; Flag_1: man_flag; Flag_2: undef; Flag_3: limits; Alert_1: if delta(SM010)/30min>3 and precip/(60min)=0
snow depth / vegetation height | 2 | 2012-04-17 14:50 |  | W1 | CR3W1_W1_YYYY_MM_DD_hhmm.level1.csv | Snow | snowheight | m | snowheight [m] | WeatherPrecipitationheight_snow2mAvg10Min | 2a2eba8e7d8b3 | Atmosphäre |  | Niederschlagshöhe, Schnee | Average | [5 empty] | 0.01 | 1.8 | [8 empty] | 70 | 90 | Flag_0: maintenance; Flag_1: man_flag; Flag_2: undef; Flag_3: limits
total downward radiation (SWDR + LWDR) | 2.1 | 2012-04-17 14:50 |  | W1 | CR3W1_W1_YYYY_MM_DD_hhmm.level1.csv | derived | TDR | W/m**2 | TDR [W/m**2] | WeatherRadiation_total_in2_1mAvg10Min_cnr4 | 2a2eba8e7d8b3 | Atmosphäre |  | Gesamtstrahlung, In | Average |  | _cnr4 | [7 empty] | SWDR LWDR | [5 empty] | 20 | 50 | Flag_0: maintenance; Flag_1: man_flag; Flag_2: undef; Flag_3: limits; Flag_4: derived
total upward radiation (SWUR + LWUR) | 2.1 | 2012-04-17 14:50 |  | W1 | CR3W1_W1_YYYY_MM_DD_hhmm.level1.csv | derived | TUR | W/m**2 | TUR [W/m**2] | WeatherRadiation_total_reflected2_1mAvg10Min_cnr4 | 2a2eba8e7d8b3 | Atmosphäre |  | Gesamtrückstrahlung | Average |  | _cnr4 | [7 empty] | SWUR LWUR | [5 empty] | 20 | 50 | Flag_0: maintenance; Flag_1: man_flag; Flag_2: undef; Flag_3: limits; Flag_4: derived
long wave radiation (in) | 2.1 | 2012-04-17 14:50 |  | W1 | CR3W1_W1_YYYY_MM_DD_hhmm.level1.csv | LWDR | LWDR | W/m**2 | LWDR [W/m**2] | WeatherRadiationfir_in2_1mAvg10Min_cnr4 | 2a2eba8e7d8b3 | Atmosphäre |  | FIR-Strahlung, In | Average |  | _cnr4 |  |  | lwdown | 180 | 520 |  |  | TDR Rn | [5 empty] | 20 | 50 | Flag_0: maintenance; Flag_1: man_flag; Flag_2: undef; Flag_3: limits; Flag_4: constant length=600m eps=0.05; Flag_6: Heating_CNR4 off; Flag_7: RH_W_1 flagged2
long wave radiation (out) | 2.1 | 2012-04-17 14:50 |  | W1 | CR3W1_W1_YYYY_MM_DD_hhmm.level1.csv | LWUR | LWUR | W/m**2 | LWUR [W/m**2] | WeatherRadiationfir_out2_1mAvg10Min_cnr4 | 2a2eba8e7d8b3 | Atmosphäre |  | FIR-Strahlung, Out | Average |  | _cnr4 |  |  |  | 220 | 600 |  |  | TUR Rn Trad_pyr | [5 empty] | 20 | 50 | Flag_0: maintenance; Flag_1: man_flag; Flag_2: undef; Flag_3: limits; Flag_4: constant length=600m eps=0.05; Flag_6: Heating_CNR4 off; Flag_7: RH_W_1 flagged2
photosynthetic active radiation (in) | 2.1 | 2012-04-17 14:50 |  | W1 | CR3W1_W1_YYYY_MM_DD_hhmm.level1.csv | PARD | PARD | umol/m**2 s | PARD [umol/m**2 s] | WeatherRadiationppfd_in2_1mAvg10Min | 2a2eba8e7d8b3 | Atmosphäre |  | PPFD Strahlung, In | Average |  |  |  | PPFD_1_1_1 |  | -20 | 2500 | 0 |  | PAlbedo | [5 empty] | 20 | 50 | Flag_0: maintenance; Flag_1: man_flag; Flag_2: undef; Flag_3: limits; Flag_4: constant length=120m eps=0.05 thmin=50
photosynthetic active radiation (out) | 2.1 | 2012-04-17 14:50 |  | W1 | CR3W1_W1_YYYY_MM_DD_hhmm.level1.csv | PARU | PARU | umol/m**2 s | PARU [umol/m**2 s] | WeatherRadiationppfd_out2_1mAvg10Min | 2a2eba8e7d8b3 | Atmosphäre |  | PPFD Strahlung, Out | Average | [5 empty] | -20 | 1500 | 0 |  | PAlbedo | [5 empty] | 20 | 50 | Flag_0: maintenance; Flag_1: man_flag; Flag_2: undef; Flag_3: limits; Flag_4: constant length=120m eps=0.05 thmin=50
air rel humidity (2m) | 2 | 2012-04-17 14:50 |  | W1 | CR3W1_W1_YYYY_MM_DD_hhmm.level1.csv | RH_mV | RH_W_1 | % | RH_W_1 [%] | WeatherRelativehumidity2mAvg10Min_1 | 2a2eba8e7d8b3 | Atmosphäre |  | Relative Luftfeuchte | Average |  | _1 |  |  |  | 0 | 105 |  | 100 | Heating_CNR4 | [5 empty] | 20 | 50 | Flag_0: maintenance; Flag_1: man_flag; Flag_2: undef; Flag_3: limits
air rel humidity (2m) | 2 | 2012-05-22 10:50 |  | W2 | CR1W2_W2_YYYY_MM_DD_hhmm.level1.csv | RH | RH_W_2 | % | RH_W_2 [%] | WeatherRelativehumidity2mAvg10Min_2 | 6249b70dba19e | Atmosphäre |  | Relative Luftfeuchte | Average |  | _2 |  | RH_1_1_1 |  | 0 | 105 | 0 | 100 | VPact VPdef Tdew sh rho H2Oc | [5 empty] | 20 | 50 | Flag_0: maintenance; Flag_1: man_flag; Flag_2: undef; Flag_3: limits; Flag_4: HMPFan_W off
specific humidity from airpres_W Tair_W_2 RH_W_2 | 2 | 2012-04-17 14:50 |  | W2 | CR1W2_W2_YYYY_MM_DD_hhmm.level1.csv | derived | sh | g/kg | sh [g/kg] | WeatherSpecifichumidity2mAvg10Min | 6249b70dba19e | Atmosphäre |  | Spezifische Feuchte | Average |  |  |  |  | qairm |  |  |  |  | Tair_W_2 RH_W_2 airpres_W | [7 empty] | Flag_0: maintenance; Flag_1: man_flag; Flag_2: undef; Flag_3: limits; Flag_4: derived
sun status | 2.1 | 2012-04-17 14:50 |  | W1 | CR3W1_W1_YYYY_MM_DD_hhmm.level1.csv | SunStat | SunStat |  | SunStat [] | WeatherSunstatus2_1mAvg10Min | 2a2eba8e7d8b3 | Atmosphäre |  | Sonnenstatus | Average |  | _spn1 | [15 empty] | Flag_0: maintenance; Flag_1: man_flag; Flag_2: undef; Flag_3: limits
Sunstat max | 2.1 | 2012-05-22 10:30 | 2012-05-31 16:50 | W1 | CR3W1_W1_YYYY_MM_DD_hhmm.level1.csv | SunStat_Max | SunStat_Max |  | SunStat_Max [] | [23 empty] | Flag_0: maintenance; Flag_1: man_flag; Flag_2: undef; Flag_3: limits
Sunstat min | 2.1 | 2012-05-22 10:30 | 2012-05-31 16:50 | W1 | CR3W1_W1_YYYY_MM_DD_hhmm.level1.csv | SunStat_Min | SunStat_Min |  | SunStat_Min [] | [23 empty] | Flag_0: maintenance; Flag_1: man_flag; Flag_2: undef; Flag_3: limits
infrared temperature of surface from LWUR | 2.1 | 2012-04-17 14:50 |  | W1 | CR3W1_W1_YYYY_MM_DD_hhmm.level1.csv | derived | Trad_pyr | degC | Trad_pyr [degC] | WeatherSurfaceradiationtemperature2_1mAvg10Min_cnr4 | 2a2eba8e7d8b3 | Atmosphäre |  | Strahlungstemperatur der Oberfläche | Average |  | _cnr4 |  |  |  | -35 | 50 |  |  | LWUR | Trad_W |  |  |  |  | 20 | 50 | Flag_0: maintenance; Flag_1: man_flag; Flag_2: undef; Flag_3: limits; Flag_4: derived
infrared temperature of surface | 2.1 | 2012-05-22 10:50 |  | W2 | CR1W2_W2_YYYY_MM_DD_hhmm.level1.csv | TRad | Trad_W | degC | Trad_W [degC] | WeatherSurfaceradiationtemperature2_1mAvg10Min | 6249b70dba19e | Atmosphäre |  | Strahlungstemperatur der Oberfläche | Average | [5 empty] | -35 | 50 |  |  |  | Trad_pyr |  |  |  |  | 20 | 50 | Flag_0: maintenance; Flag_1: man_flag; Flag_2: undef; Flag_3: limits
actual vapour pressure | 2 | 2012-04-17 14:50 |  | W2 | CR1W2_W2_YYYY_MM_DD_hhmm.level1.csv | derived | VPact | hPa | VPact [hPa] | WeatherVaporpressure2mAvg10Min_act | 6249b70dba19e | Atmosphäre |  | Dampfdruck | Average |  | _act | [7 empty] | Tair_W_2 RH_W_2 | [7 empty] | Flag_0: maintenance; Flag_1: man_flag; Flag_2: undef; Flag_3: limits; Flag_4: derived
vapour pressure deficit | 2 | 2012-04-17 14:50 |  | W2 | CR1W2_W2_YYYY_MM_DD_hhmm.level1.csv | derived | VPdef | hPa | VPdef [hPa] | WeatherVaporpressure2mAvg10Min_def | 6249b70dba19e | Atmosphäre |  | Dampfdruck | Average |  | _def |  |  |  | 0 |  |  |  | Tair_W_2 RH_W_2 | [5 empty] | 20 | 50 | Flag_0: maintenance; Flag_1: man_flag; Flag_2: undef; Flag_3: limits; Flag_4: derived
saturation vapour pressure from Tair_W | 2 | 2012-04-17 14:50 |  | W2 | CR1W2_W2_YYYY_MM_DD_hhmm.level1.csv | derived | VPmax | hPa | VPmax [hPa] | WeatherVaporpressure2mAvg10Min_max | 6249b70dba19e | Atmosphäre |  | Dampfdruck | Average |  | _max | [7 empty] | Tair_W_2 | [5 empty] | 20 | 50 | Flag_0: maintenance; Flag_1: man_flag; Flag_2: undef; Flag_3: limits; Flag_4: derived
wind direction from sonic anemometer | 2.1 | 2012-04-23 14:40 |  | W2 | CR1W2_W2_YYYY_MM_DD_hhmm.level1.csv | derived | WD | deg | WD [deg] | WeatherWinddirection2_1mAvg10Min | 6249b70dba19e | Atmosphäre |  | Windrichtung | Average |  |  |  |  | windir | 0 | 360 |  |  | CSATx CSATy | [5 empty] | 20 | 50 | Flag_0: maintenance; Flag_1: man_flag; Flag_2: undef; Flag_3: limits; Flag_4: derived
wind speed from sonic anemometer | 2.1 | 2012-04-23 14:40 |  | W2 | CR1W2_W2_YYYY_MM_DD_hhmm.level1.csv | derived | WS | m/s | WS [m/s] | WeatherWindspeed2_1mAvg10Min | 6249b70dba19e | Atmosphäre |  | Windgeschwindigkeit | Average |  |  |  |  | windspeed | 0 | 60 |  |  | CSATx CSATy | [5 empty] | 20 | 50 | Flag_0: maintenance; Flag_1: man_flag; Flag_2: undef; Flag_3: limits; Flag_4: derived
wind component from sonic anemometer x | 2.1 | 2012-04-23 14:40 |  | W2 | CR1W2_W2_YYYY_MM_DD_hhmm.level1.csv | CSATx | CSATx | m/s | CSATx [m/s] | WeatherWindspeed2_1mAvg10Min_x | 6249b70dba19e | Atmosphäre |  | Windgeschwindigkeit | Average |  | _x |  |  |  | -50 | 50 |  |  | WD WS | [7 empty] | Flag_0: maintenance; Flag_1: man_flag; Flag_2: undef; Flag_3: limits; Flag_4: constant length=2h eps=0.01; Flag_5: CSATx_std<0.01; Flag_6: if CSATx_std or CSATy_std>10
wind component from sonic anemometer y | 2.1 | 2012-04-23 14:40 |  | W2 | CR1W2_W2_YYYY_MM_DD_hhmm.level1.csv | CSATy | CSATy | m/s | CSATy [m/s] | WeatherWindspeed2_1mAvg10Min_y | 6249b70dba19e | Atmosphäre |  | Windgeschwindigkeit | Average |  | _y |  |  |  | -50 | 50 |  |  | WD WS | [7 empty] | Flag_0: maintenance; Flag_1: man_flag; Flag_2: undef; Flag_3: limits; Flag_4: constant length=2h eps=0.01; Flag_5: CSATy_std<0.01; Flag_6: if CSATx_std or CSATy_std>10
stdeviation of x-component of sonic anemometer | 2.1 | 2019-01-24 10:10 |  | W2 | CR1W2_W2_YYYY_MM_DD_hhmm.level1.csv | CSATxStdDev | CSATx_std | m/s | CSATx_std [m/s] | [15 empty] | WD WS | [7 empty] | Flag_0: maintenance; Flag_1: man_flag; Flag_2: undef
stdeviation of y-component of sonic anemometer | 2.1 | 2019-01-24 10:10 |  | W2 | CR1W2_W2_YYYY_MM_DD_hhmm.level1.csv | CSATyStdDev | CSATy_std | m/s | CSATy_std [m/s] | [15 empty] | WD WS | [7 empty] | Flag_0: maintenance; Flag_1: man_flag; Flag_2: undef
whatever temperature |  | 2012-04-17 14:50 | 2012-04-26 11:40 | W1 | CR3W1_W1_YYYY_MM_DD_hhmm.level1.csv | TempC_Avg | nothing | degC | nothing [degC] | [23 empty] | Flag_0: maintenance; Flag_1: man_flag; Flag_2: undef; Flag_3: limits
Anonymous |  | 2012-05-15 10:50 | 2012-05-22 10:30 | W1 | CR3W1_W1_YYYY_MM_DD_hhmm.level1.csv | Anonymous1 | anonym |  | anonym [] | [23 empty] | Flag_0: maintenance; Flag_1: man_flag; Flag_2: undef; Flag_3: limits
bulk electrical conductivity CS650, 20cm | 0.2 | 2014-07-21 16:40 |  | W2 | CR1W2_W2_YYYY_MM_DD_hhmm.level1.csv | EC_CS650 | EC020_CS650 | dS/m | EC020_CS650 [dS/m] | SurfacewaterConductivityelectrical0_2mAvg10Min_cs650 | 6249b70dba19e | Hydrosphäre | Oberflächenwasser | spezifische elektrische Leitfähigkeit | Average |  | _cs650 | [15 empty] | Flag_0: maintenance; Flag_1: man_flag; Flag_2: undef; Flag_3: limits
Bulk Dielectric Permittivity CS650, 20cm | 0.2 | 2014-07-21 16:40 |  | W2 | CR1W2_W2_YYYY_MM_DD_hhmm.level1.csv | Perm_CS650 | Perm20_CS650 |  | Perm20_CS650 [] | SoilRelativepermittivity0_2mAvg10Min_cs650 | 6249b70dba19e | Pedosphäre |  | Relative Dielektrizitätszahl | Average |  | _cs650 | [15 empty] | Flag_0: maintenance; Flag_1: man_flag; Flag_2: undef; Flag_3: limits
Period Average CS650, 20cm (oscillation period) | 0.2 | 2014-07-21 16:40 |  | W2 | CR1W2_W2_YYYY_MM_DD_hhmm.level1.csv | PA_CS65 | Pa20_CS650 | uSec | Pa20_CS650 [uSec] | SoilOscillationperiod0_2mAvg10Min_cs650 | 6249b70dba19e | Pedosphäre |  | Schwingungsdauer | Average |  | _cs650 | [15 empty] | Flag_0: maintenance; Flag_1: man_flag; Flag_2: undef; Flag_3: limits
Voltage Ratio CS650, 20cm | 0.2 | 2014-07-21 16:40 |  | W2 | CR1W2_W2_YYYY_MM_DD_hhmm.level1.csv | VR_CS650 | VR20_CS650 | uSec | VR20_CS650 [uSec] | SoilVoltageratio0_2mAvg10Min_cs650 | 6249b70dba19e | Pedosphäre |  | Spannungsverhältnis | Average |  | _cs650 | [15 empty] | Flag_0: maintenance; Flag_1: man_flag; Flag_2: undef; Flag_3: limits
wind component from sonic anemometer z | 2.1 | 2012-04-23 14:40 | 2012-05-03 09:00 | W2 | CR1W2_W2_YYYY_MM_DD_hhmm.level1.csv | CSATz | CSATz |  | CSATz [] | WeatherWindspeed2_1mAvg10Min_z | 6249b70dba19e | Atmosphäre |  | Windgeschwindigkeit | Average |  | _z |  |  |  | -15 | 15 | [10 empty] | Flag_0: maintenance; Flag_1: man_flag; Flag_2: undef; Flag_3: limits
sonic speed of sound | 2.1 | 2012-04-23 14:40 | 2012-05-03 09:00 | W2 | CR1W2_W2_YYYY_MM_DD_hhmm.level1.csv | CSATc | CSATc |  | CSATc [] | WeatherSoundvelocity2_1mAvg10Min | 6249b70dba19e | Atmosphäre |  | Schallgeschwindigkeit | Average | [17 empty] | Flag_0: maintenance; Flag_1: man_flag; Flag_2: undef; Flag_3: limits
corrected surface soil heat flux 1 | 0 |  |  | W1, W2 | GB_derived_SHF_corr_YYYY.level1.csv | derived | SHF01_fin | W/m**2 | SHF01_fin [W/m**2] |  |  | Pedosphäre |  | Energiestrom | Average |  | _01 |  |  |  | -200 | 200 |  |  | SHF01 | SHF02_fin SHF03_fin SHF04_fin SHF05_fin SHF06_fin SHF01 SHF02 SHF03 SHF04 SHF05 SHF06 | [6 empty] | Flag_0: maintenance; Flag_1: man_flag; Flag_2: undef; Flag_3: limits; Flag_4: constant length=18h eps=0.001; Flag_5: MAD deriv=0 z=7 length=180d
corrected surface soil soil heat flux 2 | 0 |  |  | W1, W2 | GB_derived_SHF_corr_YYYY.level1.csv | derived | SHF02_fin | W/m**2 | SHF02_fin [W/m**2] |  |  | Pedosphäre |  | Energiestrom | Average |  | _02 |  |  |  | -200 | 200 |  |  | SHF02 | SHF01_fin SHF03_fin SHF04_fin SHF05_fin SHF06_fin SHF02 SHF01 SHF03 SHF04 SHF05 SHF06 | [6 empty] | Flag_0: maintenance; Flag_1: man_flag; Flag_2: undef; Flag_3: limits; Flag_4: constant length=18h eps=0.001; Flag_5: MAD deriv=0 z=7 length=180d
corrected surface soil soil heat flux 3 | 0 |  |  | W1, W2 | GB_derived_SHF_corr_YYYY.level1.csv | derived | SHF03_fin | W/m**2 | SHF03_fin [W/m**2] |  |  | Pedosphäre |  | Energiestrom | Average |  | _03 |  |  |  | -200 | 200 |  |  | SHF03 | SHF01_fin SHF02_fin SHF04_fin SHF05_fin SHF06_fin SHF03 SHF01 SHF02 SHF04 SHF05 SHF06 | [6 empty] | Flag_0: maintenance; Flag_1: man_flag; Flag_2: undef; Flag_3: limits; Flag_4: constant length=18h eps=0.001; Flag_5: MAD deriv=0 z=7 length=180d
corrected surface soil soil heat flux 4 | 0 |  |  | W1, W2 | GB_derived_SHF_corr_YYYY.level1.csv | derived | SHF04_fin | W/m**2 | SHF04_fin [W/m**2] |  |  | Pedosphäre |  | Energiestrom | Average |  | _04 |  |  |  | -200 | 200 |  |  | SHF04 | SHF01_fin SHF02_fin SHF03_fin SHF05_fin SHF06_fin SHF04 SHF01 SHF02 SHF03 SHF05 SHF06 | [6 empty] | Flag_0: maintenance; Flag_1: man_flag; Flag_2: undef; Flag_3: limits; Flag_4: constant length=18h eps=0.001; Flag_5: MAD deriv=0 z=7 length=180d
corrected surface soil soil heat flux 5 | 0 |  |  | W1, W2 | GB_derived_SHF_corr_YYYY.level1.csv | derived | SHF05_fin | W/m**2 | SHF05_fin [W/m**2] |  |  | Pedosphäre |  | Energiestrom | Average |  | _05 |  |  |  | -200 | 200 |  |  | SHF05 | SHF01_fin SHF02_fin SHF03_fin SHF04_fin SHF06_fin SHF05 SHF01 SHF02 SHF03 SHF04 SHF06 | [6 empty] | Flag_0: maintenance; Flag_1: man_flag; Flag_2: undef; Flag_3: limits; Flag_4: constant length=18h eps=0.001; Flag_5: MAD deriv=0 z=7 length=180d
corrected surface soil soil heat flux 6 | 0 |  |  | W1, W2 | GB_derived_SHF_corr_YYYY.level1.csv | derived | SHF06_fin | W/m**2 | SHF06_fin [W/m**2] |  |  | Pedosphäre |  | Energiestrom | Average |  | _06 |  |  |  | -200 | 200 |  |  | SHF06 | SHF01_fin SHF02_fin SHF03_fin SHF04_fin SHF05_fin SHF06 SHF01 SHF02 SHF03 SHF04 SHF05 | [6 empty] | Flag_0: maintenance; Flag_1: man_flag; Flag_2: undef; Flag_3: limits; Flag_4: constant length=18h eps=0.001; Flag_5: MAD deriv=0 z=7 length=180d
6249b70dba19e
to be derived variables (level2):
energy storage above soil heat flux plate 1 |  |  |  | W2 |  |  | SHF_T01 | W/m**2 | [16 empty] | Tsoil1 | [7 empty] | Flag_0: maintenance; Flag_1: man_flag; Flag_2: undef; Flag_3: limits; Flag_4: derived
energy storage above soil heat flux plate 2 |  |  |  | W2 |  |  | SHF_T02 | W/m**2 | [16 empty] | Tsoil2 | [7 empty] | Flag_0: maintenance; Flag_1: man_flag; Flag_2: undef; Flag_3: limits; Flag_4: derived
energy storage above soil heat flux plate 3 |  |  |  | W2 |  |  | SHF_T03 | W/m**2 | [16 empty] | Tsoil3 | [7 empty] | Flag_0: maintenance; Flag_1: man_flag; Flag_2: undef; Flag_3: limits; Flag_4: derived
energy storage above soil heat flux plate 4 |  |  |  | W2 |  |  | SHF_T04 | W/m**2 | [24 empty] | Flag_0: maintenance; Flag_1: man_flag; Flag_2: undef; Flag_3: limits; Flag_4: derived
energy storage above soil heat flux plate 5 |  |  |  | W2 |  |  | SHF_T05 | W/m**2 | [24 empty] | Flag_0: maintenance; Flag_1: man_flag; Flag_2: undef; Flag_3: limits; Flag_4: derived
energy storage above soil heat flux plate 6 |  |  |  | W2 |  |  | SHF_T06 | W/m**2 | [24 empty] | Flag_0: maintenance; Flag_1: man_flag; Flag_2: undef; Flag_3: limits; Flag_4: derived
Note on L1: Hendrik Zöphel : for automatic upload

## Logger Hordorf
variable description | depth/height (m) | date start | date end | logger/data acquisition | level 1 data file name | headerout (logger) | headerout | units | headerout (final) | headerout (DB) | database ID | Umweltkompartiment | Probemedium | Physikalische Eigenschaft | Beobachtungsart | Zusätzliche Sensornummer | Zusätzliche Bezeichnung | Eddypro Label | Min | Max | Obs_Min | Obs_Max | derived/influenced variables | compare with/emergency replacement | remarks | coordinates x | coordinates y | final units | maximum percentage of missing data for flag 1 daily | maximum percentage of missing data for flag 2 daily | Flag_0 | Flag_1 | Flag_2 | Flag_3 | Flag_4 | Flag_5 | Flag_6 | Flag_7 | Flag_8 | Alert_1 | Alert_2 | Alert_3 | comment
logger panel temperature H1 | 1.5 | 2015-11-05 14:50 |  | H1 | CR3H1_H1_YYYY_MM_DD_hhmm.level1.csv | PTemp | H1_Ptemp | degC | H1_Ptemp [degC] | DevicesTemperaturedatalogger1_5mAvg10Min_h1 | 95fd228a2e213 | Technische Parameter | Geräte | Temperatur Datenlogger | Average |  | _h1 |  | -20 | 50 | [10 empty] | Flag_0: maintenance; Flag_1: man_flag; Flag_2: undef; Flag_3: limits
Logger voltage H1 | 1.5 | 2015-11-05 14:50 |  | H1 | CR3H1_H1_YYYY_MM_DD_hhmm.level1.csv | batt_volt | H1_Voltage | V | H1_Voltage [V] | DevicesVoltagelogger1_5mAvg10Min_h1 | 95fd228a2e213 | Technische Parameter | Geräte | Spannung Datenlogger | Average |  | _h1 |  | 11 | 14 | [10 empty] | Flag_0: maintenance; Flag_1: man_flag; Flag_2: undef; Flag_3: limits; Alert_1: limit min/max
short wave downward radiation CNR4 | 2.1 | 2015-11-05 14:50 |  | H1 | CR3H1_H1_YYYY_MM_DD_hhmm.level1.csv | SWDR | SWDR | W/m**2 | SWDR [W/m**2] | WeatherGlobalradiation_in2_1mAvg10Min_cnr4 | 95fd228a2e213 | Atmosphäre |  | Globalstrahlung, In | Average |  | _cnr4 | Rg_1_1_1 | -100 | 1300 | 0 | 1300 | Albedo TDR Rn | [5 empty] | 20 | 50 | Flag_0: maintenance; Flag_1: man_flag; Flag_2: undef; Flag_3: limits; Flag_4: constant length=120m eps=0.05 thmin=50; Flag_5: Heating_CNR4 off; Flag_7: RH_H flagged2
short wave upward radiation | 2.1 | 2015-11-05 14:50 |  | H1 | CR3H1_H1_YYYY_MM_DD_hhmm.level1.csv | SWUR | SWUR | W/m**2 | SWUR [W/m**2] | WeatherGlobalradiation_reflected2_1mAvg10Min_cnr4 | 95fd228a2e213 | Atmosphäre |  | Globalstrahlung, reflektiert | Average |  | _cnr4 |  | -100 | 1100 | 0 | 1100 | Albedo TUR Rn | [5 empty] | 20 | 50 | Flag_0: maintenance; Flag_1: man_flag; Flag_2: undef; Flag_3: limits; Flag_4: constant length=120m eps=0.05 thmin=50; Flag_5: Heating_CNR4 off; Flag_7: RH_H flagged2
long wave downward radiation | 2.1 | 2015-11-05 14:50 |  | H1 | CR3H1_H1_YYYY_MM_DD_hhmm.level1.csv | LWDR | LWDR | W/m**2 | LWDR [W/m**2] | WeatherRadiationfir_in2_1mAvg10Min_cnr4 | 95fd228a2e213 | Atmosphäre |  | FIR-Strahlung, In | Average |  | _cnr4 |  | 180 | 520 |  |  | TDR Rn | [5 empty] | 20 | 50 | Flag_0: maintenance; Flag_1: man_flag; Flag_2: undef; Flag_3: limits; Flag_4: constant length=600m eps=0.05; Flag_5: Heating_CNR4 off; Flag_7: RH_H flagged2
long wave upward radiation | 2.1 | 2015-11-05 14:50 |  | H1 | CR3H1_H1_YYYY_MM_DD_hhmm.level1.csv | LWUR | LWUR | W/m**2 | LWUR [W/m**2] | WeatherRadiationfir_out2_1mAvg10Min_cnr4 | 95fd228a2e213 | Atmosphäre |  | FIR-Strahlung, Out | Average |  | _cnr4 |  | 220 | 600 |  |  | TUR Rn Trad_pyr | [5 empty] | 20 | 50 | Flag_0: maintenance; Flag_1: man_flag; Flag_2: undef; Flag_3: limits; Flag_4: constant length=600m eps=0.05; Flag_5: Heating_CNR4 off; Flag_7: RH_H flagged2
body temp of CNR4 | 2.1 | 2015-11-05 14:50 |  | H1 | CR3H1_H1_YYYY_MM_DD_hhmm.level1.csv | T_cnr4 | Tpyr | degC | Tpyr [degC] | DevicesTemperaturedevice2_1mAvg10Min_cnr4 | 95fd228a2e213 | Technische Parameter | Geräte | Temperatur Gerät | Average |  | _cnr4 |  | -35 | 60 |  |  | LWDR LWUR TDR TUR Rn Trad_pyr | Tair_H | [6 empty] | Flag_0: maintenance; Flag_1: man_flag; Flag_2: undef; Flag_3: limits; Flag_4: constant length=240m eps=0.05; Flag_7: RH_H flagged2
air temperature | 2 | 2015-11-05 14:50 |  | H1 | CR3H1_H1_YYYY_MM_DD_hhmm.level1.csv | Tair | Tair_H | degC | Tair_H [degC] | WeatherAirtemperature2mAvg10Min | 95fd228a2e213 | Atmosphäre |  | Lufttemperatur | Average |  |  | Ta_1_1_1 | -35 | 50 |  |  | VPmax VPact VPdef Tdew sh rho Tpot H2Oc | [5 empty] | 20 | 50 | Flag_0: maintenance; Flag_1: man_flag; Flag_2: undef; Flag_3: limits; Flag_4: HMPFan_H off
rel. humidity | 2 | 2015-11-05 14:50 |  | H1 | CR3H1_H1_YYYY_MM_DD_hhmm.level1.csv | RH | RH_H | % | RH_H [%] | WeatherRelativehumidity2mAvg10Min | 95fd228a2e213 | Atmosphäre |  | Relative Luftfeuchte | Average |  |  | RH_1_1_1 | 0 | 105 |  |  | VPact VPdef Tdew sh rho H2Oc Heating_CNR4 | [5 empty] | 20 | 50 | Flag_0: maintenance; Flag_1: man_flag; Flag_2: undef; Flag_3: limits; Flag_4: HMPFan_H off
ventilation HMP | 2 | 2015-11-05 14:50 |  | H1 | CR3H1_H1_YYYY_MM_DD_hhmm.level1.csv | HMPFan | HMPFan_H | r per interval | HMPFan_H [r per interval] | DevicesImpulsescounts2mAvg10Min | 95fd228a2e213 | Technische Parameter | Geräte | Impulse / Counts | Average |  |  |  | 120 | 200 |  |  | Tair_H RH_H H2Oc | [7 empty] | Flag_0: maintenance; Flag_1: man_flag; Flag_2: undef; Flag_3: limits
PAR downward | 2.1 | 2015-11-05 14:50 |  | H1 | CR3H1_H1_YYYY_MM_DD_hhmm.level1.csv | PARD | PARD | umol/m**2 s | PARD [umol/m**2 s] | WeatherRadiationppfd_in2_1mAvg10Min | 95fd228a2e213 | Atmosphäre |  | PPFD Strahlung, In | Average |  |  | PPFD_1_1_1 | -20 | 2500 | 0 |  | PAlbedo | [5 empty] | 20 | 50 | Flag_0: maintenance; Flag_1: man_flag; Flag_2: undef; Flag_3: limits; Flag_4: constant length=120m eps=0.05 thmin=50
PAR upward | 2.1 | 2015-11-05 14:50 |  | H1 | CR3H1_H1_YYYY_MM_DD_hhmm.level1.csv | PARU | PARU | umol/m**2 s | PARU [umol/m**2 s] | WeatherRadiationppfd_out2_1mAvg10Min | 95fd228a2e213 | Atmosphäre |  | PPFD Strahlung, Out | Average |  |  |  | -20 | 1500 | 0 |  | PAlbedo | [5 empty] | 20 | 50 | Flag_0: maintenance; Flag_1: man_flag; Flag_2: undef; Flag_3: limits; Flag_4: constant length=120m eps=0.05 thmin=50
short wave downward radiation from SPN1 | 2.1 | 2015-11-05 14:50 |  | H1 | CR3H1_H1_YYYY_MM_DD_hhmm.level1.csv | SWDRspn1 | SWDRspn1 | W/m**2 | SWDRspn1 [W/m**2] | WeatherGlobalradiation_in2_1mAvg10Min_spn1 | 95fd228a2e213 | Atmosphäre |  | Globalstrahlung, In | Average |  | _spn1 |  | -100 | 1300 | 0 |  | SunStat | [5 empty] | 20 | 50 | Flag_0: maintenance; Flag_1: man_flag; Flag_2: undef; Flag_3: limits; Flag_4: constant length=120m eps=0.05 thmin=50
diffuse radiation from SPN1 | 2.1 | 2015-11-05 14:50 |  | H1 | CR3H1_H1_YYYY_MM_DD_hhmm.level1.csv | Diffuse | DDR | W/m**2 | DDR [W/m**2] | WeatherRadiation_scattered2_1mAvg10Min_spn1 | 95fd228a2e213 | Atmosphäre |  | Diffuse Strahlung | Average |  | _spn1 | Rd_1_1_1 | -100 | 1200 | 0 | 1200 | [6 empty] | 20 | 50 | Flag_0: maintenance; Flag_1: man_flag; Flag_2: undef; Flag_3: limits; Flag_4: constant length=120m eps=0.05 thmin=50
sun status from SPN1 | 2.1 | 2015-11-05 14:50 |  | H1 | CR3H1_H1_YYYY_MM_DD_hhmm.level1.csv | SunStat | SunStat |  | SunStat [] | WeatherSunstatus2_1mAvg10Min_spn1 | 95fd228a2e213 | Atmosphäre |  | Sonnenstatus | Average |  | _spn1 | [13 empty] | Flag_0: maintenance; Flag_1: man_flag; Flag_2: undef; Flag_3: limits
snow or vegetation height | 2 | 2015-11-05 14:50 |  | H1 | CR3H1_H1_YYYY_MM_DD_hhmm.level1.csv | Snow | snowheight | m | snowheight [m] | WeatherPrecipitationheight_snow2mAvg10Min | 95fd228a2e213 | Atmosphäre |  | Niederschlagshöhe, Schnee | Average |  |  |  | 0.01 | 1.95 | [8 empty] | 70 | 90 | Flag_0: maintenance; Flag_1: man_flag; Flag_2: undef; Flag_3: limits
snow qualifier | 2 | 2015-11-05 14:50 |  | H1 | CR3H1_H1_YYYY_MM_DD_hhmm.level1.csv | SignalQuality_SR50 | snowdiag |  | snowdiag [] | DevicesQualityflag2mAvg10Min_snow | 95fd228a2e213 | Technische Parameter | Geräte | Qualitätswert (Quality Flag) | Average |  | _snow |  | 152 |  |  |  | snowheight | [7 empty] | Flag_0: maintenance; Flag_1: man_flag; Flag_2: undef; Flag_3: limits
air pressure | 1.5 | 2015-11-05 14:50 |  | H1 | CR3H1_H1_YYYY_MM_DD_hhmm.level1.csv | airpres | airpres_H | hPa | airpres_H [hPa] | WeatherAirpressure1_5mAvg10Min | 95fd228a2e213 | Atmosphäre |  | Luftdruck | Average |  |  | Pa_1_1_1 | 920 | 1050 |  |  | sh rho Tpot H2Oc | [5 empty] | 20 | 50 | Flag_0: maintenance; Flag_1: man_flag; Flag_2: undef; Flag_3: limits; Flag_4: MAD deriv=0 z=7 length=90d; Flag_5: constant length=10h eps=0.01
precipitation | 2 | 2015-11-05 14:50 |  | H1 | CR3H1_H1_YYYY_MM_DD_hhmm.level1.csv | rain_Tot | precip_H | mm | precip_H [mm] | WeatherPrecipitationheight_liquid2mSum10Min | 95fd228a2e213 | Atmosphäre |  | Niederschlagshöhe, Flüssig | Sum |  |  | P_1_1_1 | 0 | 35 | [8 empty] | 20 | 50 | Flag_0: maintenance; Flag_1: man_flag; Flag_2: undef; Flag_3: limits; Alert_1: if delta(SM010)/30min>3 and precip/(60min)=0
waterlevel (sonde position in 3m) | 0 | 2015-11-05 14:50 |  | H1 | CR3H1_H1_YYYY_MM_DD_hhmm.level1.csv | Waterlevel | waterlevel | m | waterlevel [m] | SurfacewaterWaterlevel0mAvg10Min | 95fd228a2e213 | Hydrosphäre | Oberflächenwasser | Wasserstand | Average |  |  |  | -3.2 | 0 | [8 empty] | 70 | 90 | Flag_0: maintenance; Flag_1: man_flag; Flag_2: undef; Flag_3: limits; Flag_4: constant length=5d eps=0.001
temperature water | 3 | 2015-11-05 14:50 |  | H1 | CR3H1_H1_YYYY_MM_DD_hhmm.level1.csv | T_Waterlevel | T_water | degC | T_water [degC] | SurfacewaterWatertemperature3mAvg10Min | 95fd228a2e213 | Hydrosphäre | Oberflächenwasser | Wassertemperatur | Average |  |  |  | -10 | 20 | [8 empty] | 70 | 90 | Flag_1: man_flag; Flag_2: undef; Flag_3: limits
heating of CNR4 | 2.1 | 2015-11-05 14:50 |  | H1 | CR3H1_H1_YYYY_MM_DD_hhmm.level1.csv | Heating_CNR4 | Heating_CNR4 | % | Heating_CNR4 [%] | DevicesImpulsescounts2_1mAvg10Min | 95fd228a2e213 | Technische Parameter | Geräte | Impulse / Counts | Average | [7 empty] | SWDR SWUR LWDR LWUR | [7 empty] | Flag_0: maintenance; Flag_1: man_flag; Flag_2: undef; Flag_3: limits
soil moisture in 10cm depth | 0.1 | 2015-11-05 14:50 |  | H1 | CR3H1_H1_YYYY_MM_DD_hhmm.level1.csv | SMP10 | SM010 | % | SM010 [%] | SoilSoilmoisture0_1mAvg10Min | 95fd228a2e213 | Pedosphäre |  | Bodenfeuchte | Average |  |  |  | 5 | 60 |  |  |  |  | de-flagging until 12.2.16 due to limited number of decimals |  |  |  | 20 | 50 | Flag_1: man_flag; Flag_2: undef; Flag_3: limits; Flag_4: constant length=12h eps=0.001
soil moisture in 20cm depth | 0.2 | 2015-11-05 14:50 |  | H1 | CR3H1_H1_YYYY_MM_DD_hhmm.level1.csv | SMP20 | SM020 | % | SM020 [%] | SoilSoilmoisture0_2mAvg10Min | 95fd228a2e213 | Pedosphäre |  | Bodenfeuchte | Average |  |  |  | 5 | 60 |  |  |  |  | de-flagging until 12.2.16 due to limited number of decimals |  |  |  | 20 | 50 | Flag_1: man_flag; Flag_2: undef; Flag_3: limits; Flag_4: constant length=12h eps=0.001
soil moisture in 30cm depth | 0.3 | 2015-11-05 14:50 |  | H1 | CR3H1_H1_YYYY_MM_DD_hhmm.level1.csv | SMP30 | SM030 | % | SM030 [%] | SoilSoilmoisture0_3mAvg10Min | 95fd228a2e213 | Pedosphäre |  | Bodenfeuchte | Average |  |  |  | 5 | 60 |  |  |  |  | de-flagging until 12.2.16 due to limited number of decimals |  |  |  | 20 | 50 | Flag_1: man_flag; Flag_2: undef; Flag_3: limits; Flag_4: constant length=12h eps=0.001
soil moisture in 40cm depth | 0.4 | 2015-11-05 14:50 |  | H1 | CR3H1_H1_YYYY_MM_DD_hhmm.level1.csv | SMP40 | SM040 | % | SM040 [%] | SoilSoilmoisture0_4mAvg10Min | 95fd228a2e213 | Pedosphäre |  | Bodenfeuchte | Average |  |  |  | 5 | 60 |  |  |  |  | de-flagging until 12.2.16 due to limited number of decimals |  |  |  | 20 | 50 | Flag_1: man_flag; Flag_2: undef; Flag_3: limits; Flag_4: constant length=12h eps=0.001
soil moisture in 50cm depth | 0.5 | 2015-11-05 14:50 |  | H1 | CR3H1_H1_YYYY_MM_DD_hhmm.level1.csv | SMP50 | SM050 | % | SM050 [%] | SoilSoilmoisture0_5mAvg10Min | 95fd228a2e213 | Pedosphäre |  | Bodenfeuchte | Average |  |  |  | 5 | 60 |  |  |  |  | de-flagging until 12.2.16 due to limited number of decimals |  |  |  | 20 | 50 | Flag_1: man_flag; Flag_2: undef; Flag_3: limits; Flag_4: constant length=12h eps=0.001
soil moisture in 70cm depth | 0.7 | 2015-11-05 14:50 |  | H1 | CR3H1_H1_YYYY_MM_DD_hhmm.level1.csv | SMP70 | SM070 | % | SM070 [%] | SoilSoilmoisture0_7mAvg10Min | 95fd228a2e213 | Pedosphäre |  | Bodenfeuchte | Average |  |  |  | 5 | 60 |  |  |  |  | de-flagging until 12.2.16 due to limited number of decimals |  |  |  | 20 | 50 | Flag_1: man_flag; Flag_2: undef; Flag_3: limits; Flag_4: constant length=48h eps=0.001
logger panel temperature H2 | 1.5 | 2015-11-12 13:10 |  | H2 | CR1H2_H2_YYYY_MM_DD_hhmm.level1.csv | PTemp | H2_Ptemp | degC | H2_Ptemp [degC] | DevicesTemperaturedatalogger1_5mAvg10Min_h2 | 1718a95682193 | Technische Parameter | Geräte | Temperatur Datenlogger | Average |  | _h2 |  | -20 | 50 | [10 empty] | Flag_0: maintenance; Flag_1: man_flag; Flag_2: undef; Flag_3: limits
Logger voltage H2 | 1.5 | 2015-11-12 13:10 |  | H2 | CR1H2_H2_YYYY_MM_DD_hhmm.level1.csv | batt_volt | H2_Voltage | V | H2_Voltage [V] | DevicesVoltagelogger1_5mAvg10Min_h2 | 1718a95682193 | Technische Parameter | Geräte | Spannung Datenlogger | Average |  | _h2 |  | 11 | 14 | [10 empty] | Flag_0: maintenance; Flag_1: man_flag; Flag_2: undef; Flag_3: limits; Alert_1: limit min/max
soil temperature 5cm CS230 | 0.05 | 2015-11-12 13:10 |  | H2 | CR1H2_H2_YYYY_MM_DD_hhmm.level1.csv | ST005 | ST005 | degC | ST005 [degC] | SoilSoiltemperature0_05mAvg10Min | 1718a95682193 | Pedosphäre |  | Bodentemperatur | Average |  |  |  | -25 | 50 |  |  |  | STHF01 STHF02 STHF03 |  |  |  |  | 10 | 50 | Flag_1: man_flag; Flag_2: undef; Flag_3: limits; Flag_4: constant length=5h eps=0.001; Flag_5: MAD deriv=0 z=7 length=180d
soil temperature 10cm CS230 | 0.1 | 2015-11-12 13:10 |  | H2 | CR1H2_H2_YYYY_MM_DD_hhmm.level1.csv | ST010 | ST010 | degC | ST010 [degC] | SoilSoiltemperature0_1mAvg10Min | 1718a95682193 | Pedosphäre |  | Bodentemperatur | Average |  |  |  | -25 | 50 | [8 empty] | 10 | 50 | Flag_1: man_flag; Flag_2: undef; Flag_3: limits; Flag_4: constant length=5h eps=0.001; Flag_5: MAD deriv=0 z=7 length=180d
soil temperature 20cm CS230 | 0.2 | 2015-11-12 13:10 |  | H2 | CR1H2_H2_YYYY_MM_DD_hhmm.level1.csv | ST020 | ST020 | degC | ST020 [degC] | SoilSoiltemperature0_2mAvg10Min | 1718a95682193 | Pedosphäre |  | Bodentemperatur | Average |  |  |  | -25 | 50 | [8 empty] | 20 | 50 | Flag_1: man_flag; Flag_2: undef; Flag_3: limits; Flag_4: constant length=5h eps=0.001; Flag_5: MAD deriv=0 z=7 length=180d
soil temperature 30cm CS230 | 0.3 | 2015-11-12 13:10 |  | H2 | CR1H2_H2_YYYY_MM_DD_hhmm.level1.csv | ST030 | ST030 | degC | ST030 [degC] | SoilSoiltemperature0_3mAvg10Min | 1718a95682193 | Pedosphäre |  | Bodentemperatur | Average |  |  |  | -25 | 50 | [8 empty] | 20 | 50 | Flag_1: man_flag; Flag_2: undef; Flag_3: limits; Flag_4: constant length=15h eps=0.001; Flag_5: MAD deriv=0 z=7 length=180d
soil temperature 40cm CS230 | 0.4 | 2015-11-12 13:10 |  | H2 | CR1H2_H2_YYYY_MM_DD_hhmm.level1.csv | ST040 | ST040 | degC | ST040 [degC] | SoilSoiltemperature0_4mAvg10Min | 1718a95682193 | Pedosphäre |  | Bodentemperatur | Average |  |  |  | -25 | 50 | [8 empty] | 20 | 50 | Flag_1: man_flag; Flag_2: undef; Flag_3: limits; Flag_4: constant length=5h eps=0.001; Flag_5: MAD deriv=0 z=7 length=180d
soil temperature 50cm CS230 | 0.5 | 2015-11-12 13:10 |  | H2 | CR1H2_H2_YYYY_MM_DD_hhmm.level1.csv | ST050 | ST050 | degC | ST050 [degC] | SoilSoiltemperature0_5mAvg10Min | 1718a95682193 | Pedosphäre |  | Bodentemperatur | Average |  |  |  | -10 | 30 | [8 empty] | 20 | 50 | Flag_1: man_flag; Flag_2: undef; Flag_3: limits; Flag_4: constant length=24h eps=0.001; Flag_5: MAD deriv=0 z=7 length=180d
soil temperature 100cm CS230 | 1 | 2015-11-12 13:10 |  | H2 | CR1H2_H2_YYYY_MM_DD_hhmm.level1.csv | ST100 | ST100 | degC | ST100 [degC] | SoilSoiltemperature1mAvg10Min | 1718a95682193 | Pedosphäre |  | Bodentemperatur | Average |  |  |  | -10 | 30 | [8 empty] | 20 | 50 | Flag_1: man_flag; Flag_2: undef; Flag_3: limits; Flag_4: constant length=48h eps=0.001; Flag_5: MAD deriv=0 z=7 length=180d
soil temperature above heat flux plate1 | 0.03 | 2015-11-12 13:10 |  | H2 | CR1H2_H2_YYYY_MM_DD_hhmm.level1.csv | STHF01 | STHF01 | degC | STHF01 [degC] | SoilSoiltemperature0_03mAvg10Min_shf01 | 1718a95682193 | Pedosphäre |  | Bodentemperatur | Average |  | _shf01 |  | -25 | 60 |  |  | SHF_T01 | STHF02 STHF03 |  |  |  |  | 10 | 50 | Flag_0: maintenance; Flag_1: man_flag; Flag_2: undef; Flag_3: limits; Flag_4: constant length=5h eps=0.001; Flag_5: MAD deriv=0 z=7 length=180d
soil temperature above heat flux plate2 | 0.03 | 2015-11-12 13:10 |  | H2 | CR1H2_H2_YYYY_MM_DD_hhmm.level1.csv | STHF02 | STHF02 | degC | STHF02 [degC] | SoilSoiltemperature0_03mAvg10Min_shf02 | 1718a95682193 | Pedosphäre |  | Bodentemperatur | Average |  | _shf02 |  | -25 | 60 |  |  | SHF_T02 | STHF01 |  |  |  |  | 10 | 50 | Flag_0: maintenance; Flag_1: man_flag; Flag_2: undef; Flag_3: limits; Flag_4: constant length=5h eps=0.001; Flag_5: MAD deriv=0 z=7 length=180d
soil temperature above heat flux plate3 | 0.03 | 2015-11-12 13:10 |  | H2 | CR1H2_H2_YYYY_MM_DD_hhmm.level1.csv | STHF03 | STHF03 | degC | STHF03 [degC] | SoilSoiltemperature0_03mAvg10Min_shf03 | 1718a95682193 | Pedosphäre |  | Bodentemperatur | Average |  | _shf03 |  | -25 | 60 |  |  | SHF_T03 | STHF01 |  |  |  |  | 10 | 50 | Flag_0: maintenance; Flag_1: man_flag; Flag_2: undef; Flag_3: limits; Flag_4: constant length=5h eps=0.001; Flag_5: MAD deriv=0 z=7 length=180d
soil heat flux 1 | 0.05 | 2015-11-12 13:10 |  | H2 | CR1H2_H2_YYYY_MM_DD_hhmm.level1.csv | SHFsc01 | SHF01 | W/m**2 | SHF01 [W/m**2] | SoilEnergyflux0_05mAvg10Min_01 | 1718a95682193 | Pedosphäre |  | Energiestrom | Average |  | _01 | SHF_1_1_1 | -200 | 200 |  |  | SHFm, SHF01_fin | SHF02 SHF03 |  |  |  |  | 20 | 50 | Flag_1: man_flag; Flag_2: undef; Flag_3: limits; Flag_4: remove 3 values after calibration; Flag_5: constant length=20h eps=0.01
cal for soil heat flux 1 | 0 | 2015-11-12 13:10 | 2019-01-24 10:10 | H2 | CR1H2_H2_YYYY_MM_DD_hhmm.level1.csv | SHFsc01cal | SHFsc01cal | W/(m**2 mV) | SHFsc01cal [W/(m**2 mV)] | SoilHeatfluxcalibrationfactor0mAvg10Min | 1718a95682193 | Pedosphäre |  | Kalibrierfaktor Bodenwärmestrom | Average | [7 empty] | SHF01 | [7 empty] | Flag_0: maintenance; Flag_1: man_flag; Flag_2: undef; Flag_3: limits
soil heat flux plate heater logger H2 | 0 | 2016-04-11 15:30 |  | H2 | CR1H2_H2_YYYY_MM_DD_hhmm.level1.csv | Cal_heat_Tot | SHFheatH2 |  | SHFheatH2 [] | SoilHeatfluxheating0mAvg10Min | 1718a95682193 | Pedosphäre |  | Heizung Bodenwärmestrom | Average | [15 empty] | Flag_0: maintenance; Flag_1: man_flag; Flag_2: undef; Flag_3: limits
soil heat flux 2 (conversion correct?) | 0.05 | 2015-11-12 13:10 |  | H2 | CR1H2_H2_YYYY_MM_DD_hhmm.level1.csv | SHF02 | SHF02 | W/m**2 | SHF02 [W/m**2] | SoilEnergyflux0_05mAvg10Min_02 | 1718a95682193 | Pedosphäre |  | Energiestrom | Average |  | _02 | SHF_2_1_1 | -200 | 200 |  |  | SHFm, SHF02_fin | SHF01 SHF03 |  |  |  |  | 20 | 50 | Flag_1: man_flag; Flag_2: undef; Flag_3: limits; Flag_5: constant length=20h eps=0.01
soil heat flux 3 (conversion correct) | 0.05 | 2015-11-12 13:10 |  | H2 | CR1H2_H2_YYYY_MM_DD_hhmm.level1.csv | SHF03 | SHF03 | W/m**2 | SHF03 [W/m**2] | SoilEnergyflux0_05mAvg10Min_03 | 1718a95682193 | Pedosphäre |  | Energiestrom | Average |  | _03 | SHF_3_1_1 | -200 | 200 |  |  | SHFm, SHF03_fin | SHF01 SHF02 |  |  |  |  | 20 | 50 | Flag_1: man_flag; Flag_2: undef; Flag_3: limits; Flag_5: constant length=20h eps=0.01
Trad from IR120 calculated in logger | 2.1 | 2015-11-12 13:10 |  | H2 | CR1H2_H2_YYYY_MM_DD_hhmm.level1.csv | TRad | Trad_H | degC | Trad_H [degC] | WeatherSurfaceradiationtemperature2_1mAvg10Min | 1718a95682193 | Atmosphäre |  | Strahlungstemperatur der Oberfläche | Average |  |  |  | -35 | 60 |  |  |  | Trad_pyr |  |  |  |  | 20 | 50 | Flag_0: maintenance; Flag_1: man_flag; Flag_2: undef; Flag_3: limits; Flag_4: constant length=5h eps=0.0001
x-component (wind speed) of sonic anemometer | 2.1 | 2015-11-12 13:10 |  | H2 | CR1H2_H2_YYYY_MM_DD_hhmm.level1.csv | CSATx | CSATx | m/s | CSATx [m/s] | WeatherWindspeed2_1mAvg10Min_x | 1718a95682193 | Atmosphäre |  | Windgeschwindigkeit | Average |  | _x |  | -50 | 50 |  |  | WD WS | [7 empty] | Flag_0: maintenance; Flag_1: man_flag; Flag_2: undef; Flag_3: limits; Flag_4: constant length=2h eps=0.01; Flag_5: if CSATx_std or CSATy_std>10
y-component (wind speed) of sonic anemometer | 2.1 | 2015-11-12 13:10 |  | H2 | CR1H2_H2_YYYY_MM_DD_hhmm.level1.csv | CSATy | CSATy | m/s | CSATy [m/s] | WeatherWindspeed2_1mAvg10Min_y | 1718a95682193 | Atmosphäre |  | Windgeschwindigkeit | Average |  | _y |  | -50 | 50 |  |  | WD WS | [7 empty] | Flag_0: maintenance; Flag_1: man_flag; Flag_2: undef; Flag_3: limits; Flag_4: constant length=2h eps=0.01; Flag_5: if CSATx_std or CSATy_std>10
stdeviation of x-component of sonic anemometer |  | 2019-01-24 10:20 |  | H2 | CR1H2_H2_YYYY_MM_DD_hhmm.level1.csv | CSATxStdDev | CSATx_std | m/s | CSATx_std [m/s] | [13 empty] | WD WS | [7 empty] | Flag_0: maintenance; Flag_1: man_flag; Flag_2: undef
stdeviation of y-component of sonic anemometer |  | 2019-01-24 10:20 |  | H2 | CR1H2_H2_YYYY_MM_DD_hhmm.level1.csv | CSATyStdDev | CSATy_std | m/s | CSATy_std [m/s] | [13 empty] | WD WS | [7 empty] | Flag_0: maintenance; Flag_1: man_flag; Flag_2: undef
net radiation (from SWDR SWUR LWDR LWUR) | 2.1 | 2015-11-05 14:50 |  | H1 | CR3H1_H1_YYYY_MM_DD_hhmm.level1.csv | derived | Rn | W/m**2 | Rn [W/m**2] | WeatherNetradiation_total2_1mAvg10Min_cnr4 | 95fd228a2e213 | Atmosphäre |  | Nettostrahlung, Total | Average |  | _cnr4 | Rn_1_1_1 | -500 | 1200 |  |  | SWDR SWUR LWDR LWUR Tpyr | [5 empty] | 20 | 50 | Flag_0: maintenance; Flag_1: man_flag; Flag_2: undef; Flag_3: limits; Flag_4: derived
total downward radiation (SWDR + LWDR) | 2.1 | 2015-11-05 14:50 |  | H1 | CR3H1_H1_YYYY_MM_DD_hhmm.level1.csv | derived | TDR | W/m**2 | TDR [W/m**2] | WeatherRadiation_total_in2_1mAvg10Min_cnr4 | 95fd228a2e213 | Atmosphäre |  | Gesamtstrahlung, In | Average |  | _cnr4 |  | 100 | 1600 |  |  | SWDR LWDR | [5 empty] | 20 | 50 | Flag_0: maintenance; Flag_1: man_flag; Flag_2: undef; Flag_3: limits; Flag_4: derived
total upward radiation (SWUR + LWUR) | 2.1 | 2015-11-05 14:50 |  | H1 | CR3T1_T1_YYYY_MM_DD_hhmm.level1.csv | derived | TUR | W/m**2 | TUR [W/m**2] | WeatherRadiation_total_reflected2_1mAvg10Min_cnr4 | 95fd228a2e213 | Atmosphäre |  | Gesamtrückstrahlung | Average |  | _cnr4 |  | 200 | 800 |  |  | SWUR LWUR | [5 empty] | 20 | 50 | Flag_0: maintenance; Flag_1: man_flag; Flag_2: undef; Flag_3: limits; Flag_4: derived
albedo (SWUR/SWDR*100) | 2.1 | 2015-11-05 14:50 |  | H1 | CR3T1_T1_YYYY_MM_DD_hhmm.level1.csv | derived | Albedo | % | Albedo [%] | WeatherAlbedo2_1mAvg10Min_cnr4 | 95fd228a2e213 | Atmosphäre |  | Albedo | Average |  | _cnr4 |  | 5 | 90 |  |  | SWDR SWUR | [7 empty] | Flag_0: maintenance; Flag_1: man_flag; Flag_2: undef; Flag_3: limits; Flag_4: derived
albedo of PAR (PARU/PARD*100) | 2.1 | 2015-11-05 14:50 |  | H1 | CR3T1_T1_YYYY_MM_DD_hhmm.level1.csv | derived | PAlbedo | % | PAlbedo [%] | WeatherParalbedo2_1mAvg10Min | 95fd228a2e213 | Atmosphäre |  | PAR Albedo | Average |  |  |  | 2 | 90 |  |  | PARU PARD | [7 empty] | Flag_0: maintenance; Flag_1: man_flag; Flag_2: undef; Flag_3: limits; Flag_4: derived
radiation temperature from LWUR | 2.1 | 2015-11-05 14:50 |  | H1 | CR3T1_T1_YYYY_MM_DD_hhmm.level1.csv | derived | Trad_pyr | degC | Trad_pyr [degC] | WeatherSurfaceradiationtemperature2_1mAvg10Min_cnr4 | 95fd228a2e213 | Atmosphäre |  | Strahlungstemperatur der Oberfläche | Average |  | _cnr4 |  | -35 | 50 |  |  | LWUR | Trad_H |  |  |  |  | 20 | 50 | Flag_0: maintenance; Flag_1: man_flag; Flag_2: undef; Flag_3: limits; Flag_4: derived
dew point temperature from Tair_H and RH_H | 2.1 | 2015-11-05 14:50 |  | H1 | CR3T1_T1_YYYY_MM_DD_hhmm.level1.csv | derived | Tdew | degC | Tdew [degC] | WeatherDewpointtemperature2_1mAvg10Min | 95fd228a2e213 | Atmosphäre |  | Taupunkttemperatur | Average |  |  |  | -40 | 60 |  |  | Tair_H RH_H | [5 empty] | 20 | 50 | Flag_0: maintenance; Flag_1: man_flag; Flag_2: undef; Flag_3: limits; Flag_4: derived
specific humidity from airpres Tair_H RH_H | 2.1 | 2015-11-05 14:50 |  | H1 | CR3T1_T1_YYYY_MM_DD_hhmm.level1.csv | derived | sh | g/kg | sh [g/kg] | WeatherSpecifichumidity2_1mAvg10Min | 95fd228a2e213 | Atmosphäre |  | Spezifische Feuchte | Average | [7 empty] | airpres_H Tair_H RH_H | [5 empty] | 20 | 50 | Flag_0: maintenance; Flag_1: man_flag; Flag_2: undef; Flag_3: limits; Flag_4: derived
saturation vapour pressure from Tair_H | 2.1 | 2015-11-05 14:50 |  | H1 | CR3T1_T1_YYYY_MM_DD_hhmm.level1.csv | derived | VPmax | hPa | VPmax [hPa] | WeatherVaporpressure2_1mAvg10Min_max | 95fd228a2e213 | Atmosphäre |  | Dampfdruck | Average |  | _max | [5 empty] | Tair_H | [5 empty] | 20 | 50 | Flag_0: maintenance; Flag_1: man_flag; Flag_2: undef; Flag_3: limits; Flag_4: derived
actual vapour pressure from Tair_H and RH_H | 2.1 | 2015-11-05 14:50 |  | H1 | CR3T1_T1_YYYY_MM_DD_hhmm.level1.csv | derived | VPact | hPa | VPact [hPa] | WeatherVaporpressure2_1mAvg10Min_act | 95fd228a2e213 | Atmosphäre |  | Dampfdruck | Average |  | _act | [5 empty] | Tair_H RH_H | [5 empty] | 20 | 50 | Flag_0: maintenance; Flag_1: man_flag; Flag_2: undef; Flag_3: limits; Flag_4: derived
vapour pressure deficit from Tair_H and RH_H | 2.1 | 2015-11-05 14:50 |  | H1 | CR3T1_T1_YYYY_MM_DD_hhmm.level1.csv | derived | VPdef | hPa | VPdef [hPa] | WeatherVaporpressure2_1mAvg10Min_def | 95fd228a2e213 | Atmosphäre |  | Dampfdruck | Average |  | _def | [5 empty] | Tair_H RH_H | [5 empty] | 20 | 50 | Flag_0: maintenance; Flag_1: man_flag; Flag_2: undef; Flag_3: limits; Flag_4: derived
air density from Tair_H RH_H airpres_H | 2.1 | 2015-11-05 14:50 |  | H1 | CR3T1_T1_YYYY_MM_DD_hhmm.level1.csv | derived | rho | kg/m3 | rho [kg/m3] | WeatherAirdensity2_1mAvg10Min | 95fd228a2e213 | Atmosphäre |  | Luftdichte | Average | [7 empty] | Tair_H RH_H airpres_H | [5 empty] | 20 | 50 | Flag_0: maintenance; Flag_1: man_flag; Flag_2: undef; Flag_3: limits; Flag_4: derived
potential temperature from Tair_H airpres_H | 2.1 | 2015-11-05 14:50 |  | H1 | CR3T1_T1_YYYY_MM_DD_hhmm.level1.csv | derived | Tpot | K | Tpot [K] | WeatherPotentialtemperature2_1mAvg10Min | 95fd228a2e213 | Atmosphäre |  | Potentielle Temperatur | Average | [7 empty] | Tair_H airpres_H | [7 empty] | Flag_0: maintenance; Flag_1: man_flag; Flag_2: undef; Flag_3: limits; Flag_4: derived
water vapour concentration (from airpres_H Tair_H RH_H) | 2.1 | 2015-11-05 14:50 |  | H1 | CR3T1_T1_YYYY_MM_DD_hhmm.level1.csv | derived | H2Oc | mmol/mol | H2Oc [mmol/mol] | WeatherConcentrationh2o2_1mAvg10Min | 95fd228a2e213 | Atmosphäre |  | Konzentration H2O | Average | [7 empty] | airpres_H Tair_H RH_H | [5 empty] | 20 | 50 | Flag_0: maintenance; Flag_1: man_flag; Flag_2: undef; Flag_3: limits; Flag_4: derived
wind speed from sonic anemometer | 2.1 | 2015-11-12 13:10 |  | H2 | CR1T6_T6_YYYY_MM_DD_hhmm.level1.csv | derived | WS | m/s | WS [m/s] | WeatherWindspeed2_1mAvg10Min | 1718a95682193 | Atmosphäre |  | Windgeschwindigkeit | Average |  |  |  | 0 | 60 |  |  | CSATx CSATy | [5 empty] | 20 | 50 | Flag_0: maintenance; Flag_1: man_flag; Flag_2: undef; Flag_3: limits; Flag_4: derived
wind direction from sonic anemometer | 2.1 | 2015-11-12 13:10 |  | H2 | CR1T6_T6_YYYY_MM_DD_hhmm.level1.csv | derived | WD | deg | WD [deg] | WeatherWinddirection2_1mAvg10Min | 1718a95682193 | Atmosphäre |  | Windrichtung | Average |  |  |  | 0 | 360 |  |  | CSATx CSATy | [5 empty] | 20 | 50 | Flag_0: maintenance; Flag_1: man_flag; Flag_2: undef; Flag_3: limits; Flag_4: derived
mean soil heat flux (from 3 soil heat flux plates) | 0.05 | 2015-11-12 13:10 |  | H2 | CR1H2_H2_YYYY_MM_DD_hhmm.level1.csv | derived | SHFm | W/m**2 | SHFm [W/m**2] | SoilEnergyflux0_05mAvg10Min_mean | 1718a95682193 | Pedosphäre |  | Energiestrom | Average |  | _mean | [5 empty] | SHF01 SHF02 SHF03 | [5 empty] | 20 | 50 | Flag_0: maintenance; Flag_1: man_flag; Flag_2: undef; Flag_3: limits; Flag_4: derived
corrected surface soil heat flux plate 1 | 0 |  |  | H1, H2 | HD_derived_SHF_corr_YYYY.level1.csv | derived | SHF01_fin | W/m**2 | SHF01_fin [W/m**2] |  |  | Pedosphäre |  | Energiestrom | Average |  | _01 |  | -200 | 200 |  |  | SHF01 | SHF02_fin SHF03_fin SHF01 SHF02 SHF03 | [6 empty] | Flag_0: maintenance; Flag_1: man_flag; Flag_2: undef; Flag_3: limits; Flag_4: remove 3 values after calibration; Flag_5: constant length=12h eps=0.01
corrected surface soil heat flux plate 2 | 0 |  |  | H1, H2 | HD_derived_SHF_corr_YYYY.level1.csv | derived | SHF02_fin | W/m**2 | SHF02_fin [W/m**2] |  |  | Pedosphäre |  | Energiestrom | Average |  | _02 |  | -200 | 200 |  |  | SHF02 | SHF01_fin SHF03_fin SHF02 SHF01 SHF03 | [6 empty] | Flag_0: maintenance; Flag_1: man_flag; Flag_2: undef; Flag_3: limits; Flag_5: constant length=12h eps=0.01
corrected surface soil heat flux plate 3 | 0 |  |  | H1, H2 | HD_derived_SHF_corr_YYYY.level1.csv | derived | SHF03_fin | W/m**2 | SHF03_fin [W/m**2] |  |  | Pedosphäre |  | Energiestrom | Average |  | _03 |  | -200 | 200 |  |  | SHF03 | SHF01_fin SHF02_fin SHF03 SHF01 SHF03 | [6 empty] | Flag_0: maintenance; Flag_1: man_flag; Flag_2: undef; Flag_3: limits; Flag_5: constant length=12h eps=0.01
to be derived (level2):
energy storage above soil heat flux plate 1 from STHF01 |  |  |  | H2 |  |  | SHF_T01 | W/m**2 | SHF_T01 [W/m**2] | [13 empty] | STHF01 | [7 empty] | Flag_0: maintenance; Flag_1: man_flag; Flag_2: undef; Flag_3: limits; Flag_4: derived
energy storage above soil heat flux plate 2 from STHF02 |  |  |  | H2 |  |  | SHF_T02 | W/m**2 | SHF_T02 [W/m**2] | [13 empty] | STHF02 | [7 empty] | Flag_0: maintenance; Flag_1: man_flag; Flag_2: undef; Flag_3: limits; Flag_4: derived
energy storage above soil heat flux plate 3 from STHF03 |  |  |  | H2 |  |  | SHF_T03 | W/m**2 | SHF_T03 [W/m**2] | [13 empty] | STHF02 | [7 empty] | Flag_0: maintenance; Flag_1: man_flag; Flag_2: undef; Flag_3: limits; Flag_4: derived
Note on L1: Hendrik Zöphel : for automatic upload

## KS1 Ermsleben Logger
variable description | depth/height (m) | date start | date end | logger/data acquisition | level 1 data file name | headerout (logger) | headerout | units | headerout (final) | headerout (DB) | database ID | Min | Max | Obs_Min | Obs_Max | derived/influenced variables | compare with/emergency replacement | remarks | coordinates x | coordinates y | final units | maximum percentage of missing data for flag 1 daily | maximum percentage of missing data for flag 2 daily | Flag_0 | Flag_1 | Flag_2 | Flag_3 | Flag_4 | Flag_5 | Flag_6 | Flag_7 | Flag_8 | Alert_1 | Alert_2 | Alert_3 | comment
short wave radiation (in) | 2 | 2012-01-23 15:40 |  | KS1 | CR1_KS1_Erms_YYYY_MM_DD_hhmm.level1.csv | SWDR_Avg | SWDR | W/m**2 | SWDR [W/m**2] | WeatherGlobalradiation_in2mAvg10Min | 1738ad935ed03 | -100 | 1300 | 0 | 1300 | Albedo TDR Rn | [5 empty] | 20 | 50 | Flag_0: maintenance; Flag_1: man_flag; Flag_2: undef; Flag_3: limits; Flag_4: constant length=120m eps=0.05 thmin=50; Flag_6: Heating_CNR4 off
short wave radiation (out) | 2 | 2012-01-23 15:40 |  | KS1 | CR1_KS1_Erms_YYYY_MM_DD_hhmm.level1.csv | SWUR_Avg | SWUR | W/m**2 | SWUR [W/m**2] | WeatherGlobalradiation_reflected2mAvg10Min | 1738ad935ed03 | -100 | 1100 | 0 | 1100 | Albedo TUR Rn | [5 empty] | 20 | 50 | Flag_0: maintenance; Flag_1: man_flag; Flag_2: undef; Flag_3: limits; Flag_4: constant length=120m eps=0.05 thmin=50; Flag_6: Heating_CNR4 off
long wave radiation (in) | 2 | 2012-01-23 15:40 |  | KS1 | CR1_KS1_Erms_YYYY_MM_DD_hhmm.level1.csv | LWDR_Avg | LWDR | W/m**2 | LWDR [W/m**2] | WeatherRadiationfir_in2mAvg10Min | 1738ad935ed03 | 180 | 520 |  |  | TDR Rn | [5 empty] | 20 | 50 | Flag_0: maintenance; Flag_1: man_flag; Flag_2: undef; Flag_3: limits; Flag_4: constant length=600m eps=0.05; Flag_6: Heating_CNR4 off
long wave radiation (out) | 2 | 2012-01-23 15:40 |  | KS1 | CR1_KS1_Erms_YYYY_MM_DD_hhmm.level1.csv | LWUR_Avg | LWUR | W/m**2 | LWUR [W/m**2] | WeatherRadiationfir_out2mAvg10Min | 1738ad935ed03 | 220 | 600 |  |  | TUR Rn Trad_pyr | [5 empty] | 20 | 50 | Flag_0: maintenance; Flag_1: man_flag; Flag_2: undef; Flag_3: limits; Flag_4: constant length=600m eps=0.05; Flag_6: Heating_CNR4 off
body temperature of CNR4 | 2 | 2012-01-23 15:40 |  | KS1 | CR1_KS1_Erms_YYYY_MM_DD_hhmm.level1.csv | T_cnr4_Avg | Tpyr | degC | Tpyr [degC] | DevicesTemperaturedevice2mAvg10Min_tpyr | 1738ad935ed03 | -35 | 60 |  |  | LWDR LWUR TDR TUR Rn Trad_pyr | [5 empty] | 20 | 50 | Flag_0: maintenance; Flag_1: man_flag; Flag_2: undef; Flag_3: limits; Flag_4: constant length=240m eps=0.05; Alert_1: limit min/max
soil heat flux 1 | 0.05 | 2012-01-23 15:40 |  | KS1 | CR1_KS1_Erms_YYYY_MM_DD_hhmm.level1.csv | SHF01_Avg | SHF01 | W/m**2 | SHF01 [W/m**2] | SoilEnergyflux0_05mAvg10Min_01 | 1738ad935ed03 | -200 | 200 |  |  | SHFm, SHF01_fin | [5 empty] | 20 | 50 | Flag_0: maintenance; Flag_1: man_flag; Flag_2: undef; Flag_3: limits; Flag_4: constant length=24h eps=0.001
soil heat flux 2 | 0.05 | 2012-01-23 15:40 |  | KS1 | CR1_KS1_Erms_YYYY_MM_DD_hhmm.level1.csv | SHF02_Avg | SHF02 | W/m**2 | SHF02 [W/m**2] | SoilEnergyflux0_05mAvg10Min_02 | 1738ad935ed03 | -200 | 200 |  |  | SHFm, SHF02_fin | [5 empty] | 20 | 50 | Flag_0: maintenance; Flag_1: man_flag; Flag_2: undef; Flag_3: limits; Flag_4: constant length=24h eps=0.001
soil heat flux 3 | 0.05 | 2012-01-23 15:40 |  | KS1 | CR1_KS1_Erms_YYYY_MM_DD_hhmm.level1.csv | SHF03_Avg | SHF03 | W/m**2 | SHF03 [W/m**2] | SoilEnergyflux0_05mAvg10Min_03 | 1738ad935ed03 | -200 | 200 |  |  | SHFm, SHF03_fin | [5 empty] | 20 | 50 | Flag_0: maintenance; Flag_1: man_flag; Flag_2: undef; Flag_3: limits; Flag_4: constant length=36h eps=0.001
air temperature | 2 | 2012-01-23 15:40 |  | KS1 | CR1_KS1_Erms_YYYY_MM_DD_hhmm.level1.csv | Tair_Avg | Tair_KS1 | degC | Tair_KS1 [degC] | WeatherAirtemperature2mAvg10Min | 1738ad935ed03 | -35 | 50 |  |  | VPmax VPact VPdef Tdew sh rho Tpot H2Oc | [5 empty] | 20 | 50 | Flag_0: maintenance; Flag_1: man_flag; Flag_2: undef; Flag_3: limits; Flag_4: HMPfan off
air humidity | 2 | 2012-01-23 15:40 |  | KS1 | CR1_KS1_Erms_YYYY_MM_DD_hhmm.level1.csv | RH_Avg | RH_KS1 | % | RH_KS1 [%] | WeatherRelativehumidity2mAvg10Min | 1738ad935ed03 | 0 | 105 | 0 | 100 | VPact VPdef Tdew sh rho H2Oc | [5 empty] | 20 | 50 | Flag_0: maintenance; Flag_1: man_flag; Flag_2: undef; Flag_3: limits; Flag_4: HMPfan off
ventilation HMP155 (for air temp and hum) | 2 | 2012-01-23 15:40 |  | KS1 | CR1_KS1_Erms_YYYY_MM_DD_hhmm.level1.csv | HMPFan_Avg | HMPfan | r per interval | HMPfan [r per interval] | DevicesImpulsescounts2mAvg10Min_hmpfan | 1738ad935ed03 | 150 | 180 |  |  | Tair_KS1 RH_KS1 | [7 empty] | Flag_0: maintenance; Flag_1: man_flag; Flag_2: undef; Flag_3: limits
snow depth / vegetation height |  | 2012-01-23 15:40 | 2012-07-12 12:30 | KS1 | CR1_KS1_Erms_YYYY_MM_DD_hhmm.level1.csv | Snow | snowheight | m | snowheight [m] | WeatherPrecipitationheight_snow2mAvg10Min | 1738ad935ed03 | 0.01 | 1.8 | [8 empty] | 70 | 90 | Flag_0: maintenance; Flag_1: man_flag; Flag_2: undef; Flag_3: limits; Flag_4: snowdiag<50
snow depth / vegetation height |  | 2012-07-12 13:10 |  | KS1 | CR1_KS1_Erms_YYYY_MM_DD_hhmm.level1.csv | Snow_Max | snowheight | m | snowheight [m] | WeatherPrecipitationheight_snow2mAvg10Min | 1738ad935ed03 | 0.01 | 1.8 | [8 empty] | 70 | 90 | Flag_0: maintenance; Flag_1: man_flag; Flag_2: undef; Flag_3: limits; Flag_4: snowdiag<50
diag for snow/vegetation height |  | 2012-07-12 13:10 |  | KS1 | CR1_KS1_Erms_YYYY_MM_DD_hhmm.level1.csv | SignalQuality_Avg | snowdiag |  | snowdiag [] | DevicesQualityflag2mAvg10Min_snowdiag | 1738ad935ed03 | 152 |  |  |  | snowheight | [7 empty] | Flag_0: maintenance; Flag_1: man_flag; Flag_2: undef; Flag_3: limits
soil temperature 5cm | 0.05 | 2012-01-23 15:40 | 2016-03-02 09:40 | KS1 | CR1_KS1_Erms_YYYY_MM_DD_hhmm.level1.csv | STP005_Avg | ST005 | degC | ST005 [degC] | SoilSoiltemperature0_05mAvg10Min | 1738ad935ed03 | -25 | 50 | [8 empty] | 10 | 50 | Flag_0: maintenance; Flag_1: man_flag; Flag_2: undef; Flag_3: limits; Flag_4: constant length=5h eps=0.001; Flag_5: MAD deriv=0 z=7 length=180d; Alert_1: constant length=5h eps=0.0001
soil temperature 10cm | 0.1 | 2012-01-23 15:40 | 2016-03-02 09:40 | KS1 | CR1_KS1_Erms_YYYY_MM_DD_hhmm.level1.csv | STP010_Avg | ST010 | degC | ST010 [degC] | SoilSoiltemperature0_1mAvg10Min | 1738ad935ed03 | -25 | 50 | [8 empty] | 10 | 50 | Flag_0: maintenance; Flag_1: man_flag; Flag_2: undef; Flag_3: limits; Flag_4: constant length=5h eps=0.001; Flag_5: MAD deriv=0 z=7 length=180d; Alert_1: constant length=5h eps=0.0001
soil temperature 20cm | 0.2 | 2012-01-23 15:40 | 2016-03-02 09:40 | KS1 | CR1_KS1_Erms_YYYY_MM_DD_hhmm.level1.csv | STP020_Avg | ST020 | degC | ST020 [degC] | SoilSoiltemperature0_2mAvg10Min | 1738ad935ed03 | -25 | 50 | [8 empty] | 20 | 50 | Flag_0: maintenance; Flag_1: man_flag; Flag_2: undef; Flag_3: limits; Flag_4: constant length=5h eps=0.001; Flag_5: MAD deriv=0 z=7 length=180d; Alert_1: constant length=5h eps=0.0001
soil temperature 30cm | 0.3 | 2012-01-23 15:40 | 2016-03-02 09:40 | KS1 | CR1_KS1_Erms_YYYY_MM_DD_hhmm.level1.csv | STP030_Avg | ST030 | degC | ST030 [degC] | SoilSoiltemperature0_3mAvg10Min | 1738ad935ed03 | -25 | 50 | [8 empty] | 20 | 50 | Flag_0: maintenance; Flag_1: man_flag; Flag_2: undef; Flag_3: limits; Flag_4: constant length=5h eps=0.001; Flag_5: MAD deriv=0 z=7 length=180d; Alert_1: constant length=5h eps=0.0001
soil temperature 50cm | 0.5 | 2012-01-23 15:40 | 2016-03-02 09:40 | KS1 | CR1_KS1_Erms_YYYY_MM_DD_hhmm.level1.csv | STP050_Avg | ST050 | degC | ST050 [degC] | SoilSoiltemperature0_5mAvg10Min | 1738ad935ed03 | -10 | 30 | [8 empty] | 20 | 50 | Flag_0: maintenance; Flag_1: man_flag; Flag_2: undef; Flag_3: limits; Flag_4: constant length=5h eps=0.001; Flag_5: MAD deriv=0 z=7 length=180d; Alert_1: constant length=5h eps=0.0001
soil temperature 100cm | 1 | 2012-01-23 15:40 | 2016-03-02 09:40 | KS1 | CR1_KS1_Erms_YYYY_MM_DD_hhmm.level1.csv | STP100_Avg | ST100 | degC | ST100 [degC] | SoilSoiltemperature1mAvg10Min | 1738ad935ed03 | -10 | 30 | [8 empty] | 20 | 50 | Flag_0: maintenance; Flag_1: man_flag; Flag_2: undef; Flag_3: limits; Flag_4: constant length=12h eps=0.001; Flag_5: MAD deriv=0 z=7 length=180d; Alert_1: constant length=5h eps=0.0001
soil temperature 5cm | 0.05 | 2016-03-02 11:00 |  | KS1 | CR1_KS1_Erms_YYYY_MM_DD_hhmm.level1.csv | ST005_Avg | ST005 | degC | ST005 [degC] | SoilSoiltemperature0_05mAvg10Min | 1738ad935ed03 | -25 | 50 | [8 empty] | 10 | 50 | Flag_0: maintenance; Flag_1: man_flag; Flag_2: undef; Flag_3: limits; Flag_4: constant length=5h eps=0.001; Flag_5: MAD deriv=0 z=7 length=180d; Alert_1: constant length=5h eps=0.0001
soil temperature 10cm | 0.1 | 2016-03-02 11:00 |  | KS1 | CR1_KS1_Erms_YYYY_MM_DD_hhmm.level1.csv | ST010_Avg | ST010 | degC | ST010 [degC] | SoilSoiltemperature0_1mAvg10Min | 1738ad935ed03 | -25 | 50 | [8 empty] | 10 | 50 | Flag_0: maintenance; Flag_1: man_flag; Flag_2: undef; Flag_3: limits; Flag_4: constant length=5h eps=0.001; Flag_5: MAD deriv=0 z=7 length=180d; Alert_1: constant length=5h eps=0.0001
soil temperature 20cm | 0.2 | 2016-03-02 11:00 |  | KS1 | CR1_KS1_Erms_YYYY_MM_DD_hhmm.level1.csv | ST020_Avg | ST020 | degC | ST020 [degC] | SoilSoiltemperature0_2mAvg10Min | 1738ad935ed03 | -25 | 50 | [8 empty] | 20 | 50 | Flag_0: maintenance; Flag_1: man_flag; Flag_2: undef; Flag_3: limits; Flag_4: constant length=5h eps=0.001; Flag_5: MAD deriv=0 z=7 length=180d; Alert_1: constant length=5h eps=0.0001
soil temperature 30cm | 0.3 | 2016-03-02 11:00 |  | KS1 | CR1_KS1_Erms_YYYY_MM_DD_hhmm.level1.csv | ST030_Avg | ST030 | degC | ST030 [degC] | SoilSoiltemperature0_3mAvg10Min | 1738ad935ed03 | -25 | 50 | [8 empty] | 20 | 50 | Flag_0: maintenance; Flag_1: man_flag; Flag_2: undef; Flag_3: limits; Flag_4: constant length=5h eps=0.001; Flag_5: MAD deriv=0 z=7 length=180d; Alert_1: constant length=5h eps=0.0001
soil temperature 40cm | 0.4 | 2016-03-02 11:00 |  | KS1 | CR1_KS1_Erms_YYYY_MM_DD_hhmm.level1.csv | ST040_Avg | ST040 | degC | ST040 [degC] | SoilSoiltemperature0_4mAvg10Min | 1738ad935ed03 | -25 | 50 | [8 empty] | 20 | 50 | Flag_0: maintenance; Flag_1: man_flag; Flag_2: undef; Flag_3: limits; Flag_4: constant length=5h eps=0.001; Flag_5: MAD deriv=0 z=7 length=180d; Alert_1: constant length=5h eps=0.0001
soil temperature 50cm | 0.5 | 2016-03-02 11:00 |  | KS1 | CR1_KS1_Erms_YYYY_MM_DD_hhmm.level1.csv | ST050_Avg | ST050 | degC | ST050 [degC] | SoilSoiltemperature0_5mAvg10Min | 1738ad935ed03 | -10 | 30 | [8 empty] | 20 | 50 | Flag_0: maintenance; Flag_1: man_flag; Flag_2: undef; Flag_3: limits; Flag_4: constant length=12h eps=0.001; Flag_5: MAD deriv=0 z=7 length=180d; Alert_1: constant length=5h eps=0.0001
soil temperature 100cm | 1 | 2016-03-02 11:00 |  | KS1 | CR1_KS1_Erms_YYYY_MM_DD_hhmm.level1.csv | ST100_Avg | ST100 | degC | ST100 [degC] | SoilSoiltemperature1mAvg10Min | 1738ad935ed03 | -10 | 30 | [8 empty] | 20 | 50 | Flag_0: maintenance; Flag_1: man_flag; Flag_2: undef; Flag_3: limits; Flag_4: constant length=24h eps=0.0001; Flag_5: MAD deriv=0 z=7 length=180d; Alert_1: constant length=5h eps=0.0001
precipitation |  | 2012-01-23 15:40 |  | KS1 | CR1_KS1_Erms_YYYY_MM_DD_hhmm.level1.csv | rain_Tot | precip_KS1 | mm | precip_KS1 [mm] | WeatherPrecipitationheight_liquid1mSum10Min | 1738ad935ed03 | 0 | 35 | [8 empty] | 20 | 50 | Flag_0: maintenance; Flag_1: man_flag; Flag_2: undef; Flag_3: limits; Alert_1: if delta(SM010)/30min>3 and precip/(60min)=0
air pressure | 2 | 2012-01-23 15:40 |  | KS1 | CR1_KS1_Erms_YYYY_MM_DD_hhmm.level1.csv | pres_Avg | airpres_KS1 | hPa | airpres_KS1 [hPa] | WeatherAirpressure1_5mAvg10Min | 1738ad935ed03 | 920 | 1050 |  |  | sh rho Tpot H2Oc | [5 empty] | 20 | 50 | Flag_0: maintenance; Flag_1: man_flag; Flag_2: undef; Flag_3: limits; Flag_4: MAD deriv=0 z=7 length=90d; Flag_5: constant length=10h eps=0.01; Alert_1: diff(airpres_KS2-airpres_KS1>10)
soil moisture profile 10cm | 0.1 | 2012-01-23 15:40 | 2016-03-02 09:40 | KS1 | CR1_KS1_Erms_YYYY_MM_DD_hhmm.level1.csv | SMP010_Avg | SM010 | % | SM010 [%] | SoilSoilmoisture0_1mAvg10Min | 1738ad935ed03 | 5 | 60 | [8 empty] | 20 | 50 | Flag_0: maintenance; Flag_1: man_flag; Flag_2: undef; Flag_3: limits
soil moisture profile 20cm | 0.2 | 2012-01-23 15:40 | 2016-03-02 09:40 | KS1 | CR1_KS1_Erms_YYYY_MM_DD_hhmm.level1.csv | SMP020_Avg | SM020 | % | SM020 [%] | SoilSoilmoisture0_2mAvg10Min | 1738ad935ed03 | 5 | 60 | [8 empty] | 20 | 50 | Flag_0: maintenance; Flag_1: man_flag; Flag_2: undef; Flag_3: limits
soil moisture profile 30cm | 0.3 | 2012-01-23 15:40 | 2016-03-02 09:40 | KS1 | CR1_KS1_Erms_YYYY_MM_DD_hhmm.level1.csv | SMP030_Avg | SM030 | % | SM030 [%] | SoilSoilmoisture0_3mAvg10Min | 1738ad935ed03 | 5 | 60 | [8 empty] | 20 | 50 | Flag_0: maintenance; Flag_1: man_flag; Flag_2: undef; Flag_3: limits
soil moisture profile 40cm | 0.4 | 2012-01-23 15:40 | 2016-03-02 09:40 | KS1 | CR1_KS1_Erms_YYYY_MM_DD_hhmm.level1.csv | SMP040_Avg | SM040 | % | SM040 [%] | SoilSoilmoisture0_4mAvg10Min | 1738ad935ed03 | 5 | 60 | [8 empty] | 20 | 50 | Flag_0: maintenance; Flag_1: man_flag; Flag_2: undef; Flag_3: limits
soil moisture profile 50cm | 0.5 | 2012-01-23 15:40 | 2016-03-02 09:40 | KS1 | CR1_KS1_Erms_YYYY_MM_DD_hhmm.level1.csv | SMP050_Avg | SM050 | % | SM050 [%] | SoilSoilmoisture0_5mAvg10Min | 1738ad935ed03 | 5 | 60 | [8 empty] | 20 | 50 | Flag_0: maintenance; Flag_1: man_flag; Flag_2: undef; Flag_3: limits
soil moisture profile 10cm | 0.1 | 2016-03-02 11:00 |  | KS1 | CR1_KS1_Erms_YYYY_MM_DD_hhmm.level1.csv | SMP010_Avg | SM010 | % | SM010 [%] | SoilSoilmoisture0_1mAvg10Min | 1738ad935ed03 | 5 | 60 | [8 empty] | 20 | 50 | Flag_0: maintenance; Flag_1: man_flag; Flag_2: undef; Flag_3: limits
soil moisture profile 20cm | 0.2 | 2016-03-02 11:00 |  | KS1 | CR1_KS1_Erms_YYYY_MM_DD_hhmm.level1.csv | SMP020_Avg | SM020 | % | SM020 [%] | SoilSoilmoisture0_2mAvg10Min | 1738ad935ed03 | 5 | 60 | [8 empty] | 20 | 50 | Flag_0: maintenance; Flag_1: man_flag; Flag_2: undef; Flag_3: limits
soil moisture profile 30cm | 0.3 | 2016-03-02 11:00 |  | KS1 | CR1_KS1_Erms_YYYY_MM_DD_hhmm.level1.csv | SMP030_Avg | SM030 | % | SM030 [%] | SoilSoilmoisture0_3mAvg10Min | 1738ad935ed03 | 5 | 60 | [8 empty] | 20 | 50 | Flag_0: maintenance; Flag_1: man_flag; Flag_2: undef; Flag_3: limits
soil moisture profile 40cm | 0.4 | 2016-03-02 11:00 |  | KS1 | CR1_KS1_Erms_YYYY_MM_DD_hhmm.level1.csv | SMP040_Avg | SM040 | % | SM040 [%] | SoilSoilmoisture0_4mAvg10Min | 1738ad935ed03 | 5 | 60 | [8 empty] | 20 | 50 | Flag_0: maintenance; Flag_1: man_flag; Flag_2: undef; Flag_3: limits
soil moisture profile 60cm | 0.6 | 2016-03-02 11:00 |  | KS1 | CR1_KS1_Erms_YYYY_MM_DD_hhmm.level1.csv | SMP060_Avg | SM060 | % | SM060 [%] | SoilSoilmoisture0_6mAvg10Min | 1738ad935ed03 | 5 | 60 | [8 empty] | 20 | 50 | Flag_0: maintenance; Flag_1: man_flag; Flag_2: undef; Flag_3: limits
soil moisture profile 100cm | 1 | 2016-03-02 11:00 |  | KS1 | CR1_KS1_Erms_YYYY_MM_DD_hhmm.level1.csv | SMP100_Avg | SM100 | % | SM100 [%] | SoilSoilmoisture1mAvg10Min | 1738ad935ed03 | 5 | 60 | [8 empty] | 20 | 50 | Flag_0: maintenance; Flag_1: man_flag; Flag_2: undef; Flag_3: limits
windspeed_x from sonic | 2 | 2012-01-23 15:40 | 2014-06-06 12:40 | KS1 | CR1_KS1_Erms_YYYY_MM_DD_hhmm.level1.csv | windspeed_x | windspeed_x | m/s | windspeed_x [m/s] | WeatherWindspeed2mAvg10Min_x | 1738ad935ed03 | -50 | 50 | [10 empty] | Flag_0: maintenance; Flag_1: man_flag; Flag_2: undef; Flag_3: limits; Flag_4: constant length=2h eps=0.01
windspeed_y from sonic | 2 | 2012-01-23 15:40 | 2014-06-06 12:40 | KS1 | CR1_KS1_Erms_YYYY_MM_DD_hhmm.level1.csv | windspeed_y | windspeed_y | m/s | windspeed_y [m/s] | WeatherWindspeed2mAvg10Min_y | 1738ad935ed03 | -50 | 50 | [10 empty] | Flag_0: maintenance; Flag_1: man_flag; Flag_2: undef; Flag_3: limits; Flag_4: constant length=2h eps=0.01
wind speed from ultra sonic anemometer | 2 | 2012-01-23 15:40 |  | KS1 | CR1_KS1_Erms_YYYY_MM_DD_hhmm.level1.csv | mean_wind_speed | WS | m/s | WS [m/s] | WeatherWindspeed2mAvg10Min | 1738ad935ed03 | 0 | 60 | [8 empty] | 20 | 50 | Flag_0: maintenance; Flag_1: man_flag; Flag_2: undef; Flag_3: limits; Flag_4: constant length=2h eps=0.01; Flag_5: err1>0
wind direction from ultra sonic anemometer | 2 | 2012-01-23 15:40 |  | KS1 | CR1_KS1_Erms_YYYY_MM_DD_hhmm.level1.csv | mean_wind_direction | WD | deg | WD [deg] | WeatherWinddirection2mAvg10Min | 1738ad935ed03 | 0 | 360 | [8 empty] | 20 | 50 | Flag_0: maintenance; Flag_1: man_flag; Flag_2: undef; Flag_3: limits; Flag_4: constant length=2h eps=0.01; Flag_5: err1>0
std wind direction from ultra sonic anemometer | 2 | 2012-01-23 15:40 |  | KS1 | CR1_KS1_Erms_YYYY_MM_DD_hhmm.level1.csv | std_wind_dir | WD_std | deg | WD_std [deg] | WeatherWinddirection2mStd_dev10Min | 1738ad935ed03 | [12 empty] | Flag_0: maintenance; Flag_1: man_flag; Flag_2: undef; Flag_3: limits
sonic temperature | 2 | 2012-01-23 15:40 |  | KS1 | CR1_KS1_Erms_YYYY_MM_DD_hhmm.level1.csv | temp_Avg | TSon | degC | TSon [degC] | WeatherAirtemperature2mAvg10Min_sonic | 1738ad935ed03 | -35 | 50 | [10 empty] | Flag_0: maintenance; Flag_1: man_flag; Flag_2: undef; Flag_3: limits; Flag_4: constant length=2h eps=0.01; Flag_5: err1>0
error value 1 sonic anemometer | 2 | 2012-06-06 12:40 |  | KS1 | CR1_KS1_Erms_YYYY_MM_DD_hhmm.level1.csv | err1_Tot | err1 |  | err1 [] | DevicesQualityflag2mAvg10Min_err1 | 1738ad935ed03 | [12 empty] | Flag_0: maintenance; Flag_1: man_flag; Flag_2: undef; Flag_3: limits
error value 2 sonic anemometer | 2 | 2012-06-06 12:40 |  | KS1 | CR1_KS1_Erms_YYYY_MM_DD_hhmm.level1.csv | err2_Tot | err2 |  | err2 [] | DevicesQualityflag2mAvg10Min_err2 | 1738ad935ed03 | [12 empty] | Flag_0: maintenance; Flag_1: man_flag; Flag_2: undef; Flag_3: limits
heating flag sonic anemometer | 2 | 2012-05-31 14:30 |  | KS1 | CR1_KS1_Erms_YYYY_MM_DD_hhmm.level1.csv | heating_Tot | heatingwind |  | heatingwind [] | DevicesQualityflag2mAvg10Min_heatingsonic | 1738ad935ed03 | [12 empty] | Flag_0: maintenance; Flag_1: man_flag; Flag_2: undef; Flag_3: limits
Heating 2D Sonic | 2 | 2012-05-31 14:30 | 2012-12-19 13:20 | KS1 | CR1_KS1_Erms_YYYY_MM_DD_hhmm.level1.csv | Heating_2DSonic | Heating_2DSonic |  | Heating_2DSonic [] | DevicesQualityflag2mAvg10Min_heatingsonic_2 | 1738ad935ed03 | [12 empty] | Flag_0: maintenance; Flag_1: man_flag; Flag_2: undef; Flag_3: limits
Logger voltage KS1 | 1 | 2012-07-04 12:50 |  | KS1 | CR1_KS1_Erms_YYYY_MM_DD_hhmm.level1.csv | batt_volt_Min | KS1_Voltage | V | KS1_Voltage [V] | DevicesVoltagelogger1mAvg10Min | 1738ad935ed03 | 11 | 14 | [10 empty] | Flag_0: maintenance; Flag_1: man_flag; Flag_2: undef; Flag_3: limits; Alert_1: limit min/max
Logger panel temperature KS1 | 1 | 2012-07-04 12:50 |  | KS1 | CR1_KS1_Erms_YYYY_MM_DD_hhmm.level1.csv | PTemp | KS1_Ptemp | degC | KS1_Ptemp [degC] | DevicesTemperaturedatalogger1mAvg10Min | 1738ad935ed03 | -20 | 60 | [10 empty] | Flag_0: maintenance; Flag_1: man_flag; Flag_2: undef; Flag_3: limits
status for CNR4 heating | 2 | 2012-12-19 13:20 |  | KS1 | CR1_KS1_Erms_YYYY_MM_DD_hhmm.level1.csv | Heating_CNR4 | Heating_CNR4 | % | Heating_CNR4 [%] | DevicesImpulsescounts2mAvg10Min_cnr4 | 1738ad935ed03 | [12 empty] | Flag_0: maintenance; Flag_1: man_flag; Flag_2: undef; Flag_3: limits
Sonic err1 | 2 | 2012-06-06 12:40 | 2012-12-19 13:20 | KS1 | CR1_KS1_Erms_YYYY_MM_DD_hhmm.level1.csv | Sonic_err1 | Sonic_err1 |  | Sonic_err1 [] | DevicesQualityflag2mAvg10Min_err1_2 | 1738ad935ed03 | [12 empty] | Flag_0: maintenance; Flag_1: man_flag; Flag_2: undef; Flag_3: limits
Sonic err2 | 2 | 2012-06-06 12:40 | 2012-12-19 13:20 | KS1 | CR1_KS1_Erms_YYYY_MM_DD_hhmm.level1.csv | Sonic_err2 | Sonic_err2 |  | Sonic_err2 [] | DevicesQualityflag2mAvg10Min_err2_2 | 1738ad935ed03 | [12 empty] | Flag_0: maintenance; Flag_1: man_flag; Flag_2: undef; Flag_3: limits
net radiation (from SWDR SWUR LWDR LWUR) |  | 2012-01-23 15:40 |  | KS1 |  |  | Rn | W/m**2 | Rn [W/m**2] | WeatherNetradiation_total2mAvg10Min | 1738ad935ed03 | -500 | 1200 |  |  | SWDR LWDR SWUR LWUR | [5 empty] | 20 | 50 | Flag_0: maintenance; Flag_1: man_flag; Flag_2: undef; Flag_3: limits; Flag_4: derived
total downward radiation (SWDR + LWDR) |  | 2012-01-23 15:40 |  | KS1 |  |  | TDR | W/m**2 | TDR [W/m**2] | WeatherRadiation_total_in2mAvg10Min | 1738ad935ed03 |  |  |  |  | SWDR LWDR | [5 empty] | 20 | 50 | Flag_0: maintenance; Flag_1: man_flag; Flag_2: undef; Flag_3: limits; Flag_4: derived
total upward radiation (SWUR + LWUR) |  | 2012-01-23 15:40 |  | KS1 |  |  | TUR | W/m**2 | TUR [W/m**2] | WeatherRadiation_total_reflected2mAvg10Min | 1738ad935ed03 |  |  |  |  | SWUR LWUR | [5 empty] | 20 | 50 | Flag_0: maintenance; Flag_1: man_flag; Flag_2: undef; Flag_3: limits; Flag_4: derived
albedo (SWUR/SWDR*100) |  | 2012-01-23 15:40 |  | KS1 |  |  | Albedo | % | Albedo [%] | WeatherAlbedo2mAvg10Min | 1738ad935ed03 |  |  |  |  | SWUR SWDR | [5 empty] | 20 | 50 | Flag_0: maintenance; Flag_1: man_flag; Flag_2: undef; Flag_3: limits; Flag_4: derived
radiation temperature from LWUR |  | 2012-01-23 15:40 |  | KS1 |  |  | Trad_pyr | degC | Trad_pyr [degC] | WeatherSurfaceradiationtemperature2mAvg10Min | 1738ad935ed03 | -35 | 50 |  |  | LWUR | [5 empty] | 20 | 50 | Flag_0: maintenance; Flag_1: man_flag; Flag_2: undef; Flag_3: limits; Flag_4: derived
dew point temperature from Tair and RH |  | 2012-01-23 15:40 |  | KS1 |  |  | Tdew | degC | Tdew [degC] | WeatherDewpointtemperature2mAvg10Min | 1738ad935ed03 |  |  |  |  | Tair_KS1 RH_KS1 | [5 empty] | 20 | 50 | Flag_0: maintenance; Flag_1: man_flag; Flag_2: undef; Flag_3: limits; Flag_4: derived
specific humidity from airpres Tair RH |  | 2012-01-23 15:40 |  | KS1 |  |  | sh | g/kg | sh [g/kg] | WeatherSpecifichumidity2mAvg10Min | 1738ad935ed03 |  |  |  |  | Tair_KS1 RH_KS1 airpres_KS1 | [5 empty] | 20 | 50 | Flag_0: maintenance; Flag_1: man_flag; Flag_2: undef; Flag_3: limits; Flag_4: derived
saturation vapour pressure from Tair |  | 2012-01-23 15:40 |  | KS1 |  |  | VPmax | hPa | VPmax [hPa] | WeatherVaporpressure2mAvg10Min_max | 1738ad935ed03 |  |  |  |  | Tair_KS1 | [5 empty] | 20 | 50 | Flag_0: maintenance; Flag_1: man_flag; Flag_2: undef; Flag_3: limits; Flag_4: derived
actual vapour pressure |  | 2012-01-23 15:40 |  | KS1 |  |  | VPact | hPa | VPact [hPa] | WeatherVaporpressure2mAvg10Min_act | 1738ad935ed03 |  |  |  |  | Tair_KS1 RH_KS1 | [5 empty] | 20 | 50 | Flag_0: maintenance; Flag_1: man_flag; Flag_2: undef; Flag_3: limits; Flag_4: derived
vapour pressure deficit |  | 2012-01-23 15:40 |  | KS1 |  |  | VPdef | hPa | VPdef [hPa] | WeatherVaporpressure2mAvg10Min_def | 1738ad935ed03 |  |  |  |  | Tair_KS1 RH_KS1 | [5 empty] | 20 | 50 | Flag_0: maintenance; Flag_1: man_flag; Flag_2: undef; Flag_3: limits; Flag_4: derived
potential temperature |  | 2012-01-23 15:40 |  | KS1 |  |  | Tpot | K | Tpot [K] | WeatherPotentialtemperature2mAvg10Min | 1738ad935ed03 |  |  |  |  | Tair_KS1 airpres_KS1 | [5 empty] | 20 | 50 | Flag_0: maintenance; Flag_1: man_flag; Flag_2: undef; Flag_3: limits; Flag_4: derived
water vapour concentration (from airpres, Tair, rH) |  | 2012-01-23 15:40 |  | KS1 |  |  | H2Oc | mmol/mol | H2Oc [mmol/mol] | WeatherConcentrationh2o2mAvg10Min | 1738ad935ed03 |  |  |  |  | Tair_KS1 RH_KS1 airpres_KS1 | [5 empty] | 20 | 50 | Flag_0: maintenance; Flag_1: man_flag; Flag_2: undef; Flag_3: limits; Flag_4: derived
air density |  | 2012-01-23 15:40 |  | KS1 |  |  | rho | kg/m3 | rho [kg/m3] | WeatherAirdensity2mAvg10Min | 1738ad935ed03 |  |  |  |  | Tair_KS1 RH_KS1 airpres_KS1 | [5 empty] | 20 | 50 | Flag_0: maintenance; Flag_1: man_flag; Flag_2: undef; Flag_3: limits; Flag_4: derived
mean soil heat flux | 0.05 | 2012-01-23 15:40 |  | KS1 |  |  | SHFm | W/m**2 | SHFm [W/m**2] | SoilEnergyflux0_05mAvg10Min | 1738ad935ed03 |  |  |  |  | SHF01 SHF02 SHF03 | [5 empty] | 20 | 50 | Flag_0: maintenance; Flag_1: man_flag; Flag_2: undef; Flag_3: limits; Flag_4: derived
corrected surface soil heat flux 1 | 0 |  |  | KS1 | EL_derived_SHF_corr_YYYY.level1.csv |  | SHF01_fin | W/m**2 | SHF01_fin [W/m**2] |  |  | -200 | 200 |  |  | SHF01 | SHF01 | [6 empty] | Flag_0: maintenance; Flag_1: man_flag; Flag_2: undef; Flag_3: limits; Flag_4: constant length=12h eps=0.001
corrected surface soil heat flux 2 | 0 |  |  | KS1 | EL_derived_SHF_corr_YYYY.level1.csv |  | SHF02_fin | W/m**2 | SHF02_fin [W/m**2] |  |  | -200 | 200 |  |  | SHF02 | SHF02 | [6 empty] | Flag_0: maintenance; Flag_1: man_flag; Flag_2: undef; Flag_3: limits; Flag_4: constant length=12h eps=0.001
corrected surface soil heat flux 3 | 0 |  |  | KS1 | EL_derived_SHF_corr_YYYY.level1.csv |  | SHF03_fin | W/m**2 | SHF03_fin [W/m**2] |  |  | -200 | 200 |  |  | SHF03 | SHF03 | [6 empty] | Flag_0: maintenance; Flag_1: man_flag; Flag_2: undef; Flag_3: limits; Flag_4: constant length=24h eps=0.001
Note on L1: Hendrik Zöphel : for automatic upload

## KS2 Hecklingen Logger
variable description | depth/height (m) | date start | date end | logger/data acquisition | level 1 data file name | headerout (logger) | headerout | units | headerout (final) | headerout (DB) | database ID | Min | Max | Obs_Min | Obs_Max | derived/influenced variables | compare with/emergency replacement | remarks | coordinates x | coordinates y | final units | maximum percentage of missing data for flag 1 daily | maximum percentage of missing data for flag 2 daily | Flag_0 | Flag_1 | Flag_2 | Flag_3 | Flag_4 | Flag_5 | Flag_6 | Flag_7 | Flag_8 | Alert_1 | Alert_2 | Alert_3 | comment
short wave radiation (in) |  | 2012-01-09 13:40 |  | KS2 | CR1_KS2_Heck_YYYY_MM_DD_hhmm.level1.csv | SWDR | SWDR | W/m**2 | SWDR [W/m**2] | WeatherGlobalradiation_in2mAvg10Min | 39da203ac9969 | -100 | 1300 | 0 | 1300 | Albedo TDR Rn | [5 empty] | 20 | 50 | Flag_0: maintenance; Flag_1: man_flag; Flag_2: undef; Flag_3: limits; Flag_4: constant length=120m eps=0.05 thmin=50; Flag_6: Heating_CNR4 off
short wave radiation (out) |  | 2012-01-09 13:40 |  | KS2 | CR1_KS2_Heck_YYYY_MM_DD_hhmm.level1.csv | SWUR | SWUR | W/m**2 | SWUR [W/m**2] | WeatherGlobalradiation_reflected2mAvg10Min | 39da203ac9969 | -100 | 1100 | 0 | 1100 | Albedo TUR Rn | [5 empty] | 20 | 50 | Flag_0: maintenance; Flag_1: man_flag; Flag_2: undef; Flag_3: limits; Flag_4: constant length=120m eps=0.05 thmin=50; Flag_6: Heating_CNR4 off
long wave radiation (in) |  | 2012-01-09 13:40 |  | KS2 | CR1_KS2_Heck_YYYY_MM_DD_hhmm.level1.csv | LWDR | LWDR | W/m**2 | LWDR [W/m**2] | WeatherRadiationfir_in2mAvg10Min | 39da203ac9969 | 180 | 520 |  |  | TDR Rn | [5 empty] | 20 | 50 | Flag_0: maintenance; Flag_1: man_flag; Flag_2: undef; Flag_3: limits; Flag_4: constant length=600m eps=0.05; Flag_6: Heating_CNR4 off
long wave radiation (out) |  | 2012-01-09 13:40 |  | KS2 | CR1_KS2_Heck_YYYY_MM_DD_hhmm.level1.csv | LWUR | LWUR | W/m**2 | LWUR [W/m**2] | WeatherRadiationfir_out2mAvg10Min | 39da203ac9969 | 220 | 600 |  |  | TUR Rn Trad_pyr | [5 empty] | 20 | 50 | Flag_0: maintenance; Flag_1: man_flag; Flag_2: undef; Flag_3: limits; Flag_4: constant length=600m eps=0.05; Flag_6: Heating_CNR4 off
body temperature of CNR4 |  | 2012-01-09 13:40 |  | KS2 | CR1_KS2_Heck_YYYY_MM_DD_hhmm.level1.csv | T_cnr4 | Tpyr | degC | Tpyr [degC] | DevicesTemperaturedevice2mAvg10Min_tpyr | 39da203ac9969 | -35 | 60 |  |  | LWDR LWUR TDR TUR Rn Trad_pyr | [7 empty] | Flag_0: maintenance; Flag_1: man_flag; Flag_2: undef; Flag_3: limits; Flag_4: constant length=240m eps=0.05; Alert_1: limit min/max
soil heat flux 1 | 0.05 | 2012-01-09 13:40 |  | KS2 | CR1_KS2_Heck_YYYY_MM_DD_hhmm.level1.csv | SHF01 | SHF01 | W/m**2 | SHF01 [W/m**2] | SoilEnergyflux0_05mAvg10Min_01 | 39da203ac9969 | -200 | 200 |  |  | SHFm, SHF01_fin | [5 empty] | 20 | 50 | Flag_0: maintenance; Flag_1: man_flag; Flag_2: undef; Flag_3: limits; Flag_4: constant length=24h eps=0.001
soil heat flux 2 | 0.05 | 2012-01-09 13:40 |  | KS2 | CR1_KS2_Heck_YYYY_MM_DD_hhmm.level1.csv | SHF02 | SHF02 | W/m**2 | SHF02 [W/m**2] | SoilEnergyflux0_05mAvg10Min_02 | 39da203ac9969 | -200 | 200 |  |  | SHFm, SHF02_fin | [5 empty] | 20 | 50 | Flag_0: maintenance; Flag_1: man_flag; Flag_2: undef; Flag_3: limits; Flag_4: constant length=24h eps=0.001
soil heat flux 3 | 0.05 | 2012-01-09 13:40 |  | KS2 | CR1_KS2_Heck_YYYY_MM_DD_hhmm.level1.csv | SHF03 | SHF03 | W/m**2 | SHF03 [W/m**2] | SoilEnergyflux0_05mAvg10Min_03 | 39da203ac9969 | -200 | 200 |  |  | SHFm, SHF03_fin | [5 empty] | 20 | 50 | Flag_0: maintenance; Flag_1: man_flag; Flag_2: undef; Flag_3: limits; Flag_4: constant length=24h eps=0.001
air temperature |  | 2012-01-09 13:40 |  | KS2 | CR1_KS2_Heck_YYYY_MM_DD_hhmm.level1.csv | Tair | Tair_KS2 | degC | Tair_KS2 [degC] | WeatherAirtemperature2mAvg10Min | 39da203ac9969 | -35 | 50 |  |  | VPmax VPact VPdef Tdew sh rho Tpot H2Oc | [5 empty] | 20 | 50 | Flag_0: maintenance; Flag_1: man_flag; Flag_2: undef; Flag_3: limits; Flag_4: HMPfan off
air humidity |  | 2012-01-09 13:40 |  | KS2 | CR1_KS2_Heck_YYYY_MM_DD_hhmm.level1.csv | RH | RH_KS2 | % | RH_KS2 [%] | WeatherRelativehumidity2mAvg10Min | 39da203ac9969 | 0 | 105 |  | 100 | VPact VPdef Tdew sh rho H2Oc | [5 empty] | 20 | 50 | Flag_0: maintenance; Flag_1: man_flag; Flag_2: undef; Flag_3: limits; Flag_4: HMPfan off
ventilation HMP155 (for air temp and hum) |  | 2012-01-09 13:40 |  | KS2 | CR1_KS2_Heck_YYYY_MM_DD_hhmm.level1.csv | HMPFan | HMPfan | r per interval | HMPfan [r per interval] | DevicesImpulsescounts2mAvg10Min_hmpfan | 39da203ac9969 | 150 | 180 |  |  | Tair_KS1 RH_KS1 | [7 empty] | Flag_0: maintenance; Flag_1: man_flag; Flag_2: undef; Flag_3: limits
snow depth / vegetation height |  | 2012-01-09 13:40 |  | KS2 | CR1_KS2_Heck_YYYY_MM_DD_hhmm.level1.csv | Snow_Max | snowheight | m | snowheight [m] | WeatherPrecipitationheight_snow2mAvg10Min | 39da203ac9969 | 0.01 | 1.8 | [10 empty] | Flag_0: maintenance; Flag_1: man_flag; Flag_2: undef; Flag_3: limits; Flag_4: snowdiag<50
diag for snow/vegetation height |  | 2012-07-12 14:40 |  | KS2 | CR1_KS2_Heck_YYYY_MM_DD_hhmm.level1.csv | SignalQuality | snowdiag |  | snowdiag [] | DevicesQualityflag2mAvg10Min_snowdiag | 39da203ac9969 | 152 |  |  |  | snowheight | [7 empty] | Flag_0: maintenance; Flag_1: man_flag; Flag_2: undef
soil temperature 5cm | 0.05 | 2012-01-09 13:40 |  | KS2 | CR1_KS2_Heck_YYYY_MM_DD_hhmm.level1.csv | STP005 | ST005 | degC | ST005 [degC] | SoilSoiltemperature0_05mAvg10Min | 39da203ac9969 | -25 | 50 | [8 empty] | 10 | 50 | Flag_0: maintenance; Flag_1: man_flag; Flag_2: undef; Flag_3: limits; Flag_4: constant length=5h eps=0.001; Flag_5: MAD deriv=0 z=7 length=180d; Alert_1: constant length=5h eps=0.0001
soil temperature 10cm | 0.1 | 2012-01-09 13:40 |  | KS2 | CR1_KS2_Heck_YYYY_MM_DD_hhmm.level1.csv | STP010 | ST010 | degC | ST010 [degC] | SoilSoiltemperature0_1mAvg10Min | 39da203ac9969 | -25 | 50 | [8 empty] | 10 | 50 | Flag_0: maintenance; Flag_1: man_flag; Flag_2: undef; Flag_3: limits; Flag_4: constant length=5h eps=0.001; Flag_5: MAD deriv=0 z=7 length=180d; Alert_1: constant length=5h eps=0.0001
soil temperature 20cm | 0.2 | 2012-01-09 13:40 |  | KS2 | CR1_KS2_Heck_YYYY_MM_DD_hhmm.level1.csv | STP020 | ST020 | degC | ST020 [degC] | SoilSoiltemperature0_2mAvg10Min | 39da203ac9969 | -25 | 50 | [8 empty] | 20 | 50 | Flag_0: maintenance; Flag_1: man_flag; Flag_2: undef; Flag_3: limits; Flag_4: constant length=10h eps=0.001; Flag_5: MAD deriv=0 z=7 length=180d; Alert_1: constant length=5h eps=0.0001
soil temperature 30cm | 0.3 | 2012-01-09 13:40 |  | KS2 | CR1_KS2_Heck_YYYY_MM_DD_hhmm.level1.csv | STP030 | ST030 | degC | ST030 [degC] | SoilSoiltemperature0_3mAvg10Min | 39da203ac9969 | -25 | 50 | [8 empty] | 20 | 50 | Flag_0: maintenance; Flag_1: man_flag; Flag_2: undef; Flag_3: limits; Flag_4: constant length=12h eps=0.001; Flag_5: MAD deriv=0 z=7 length=180d; Alert_1: constant length=5h eps=0.0001
soil temperature 50cm | 0.5 | 2012-01-09 13:40 |  | KS2 | CR1_KS2_Heck_YYYY_MM_DD_hhmm.level1.csv | STP050 | ST050 | degC | ST050 [degC] | SoilSoiltemperature0_5mAvg10Min | 39da203ac9969 | -10 | 30 | [8 empty] | 20 | 50 | Flag_0: maintenance; Flag_1: man_flag; Flag_2: undef; Flag_3: limits; Flag_4: constant length=18h eps=0.001; Flag_5: MAD deriv=0 z=7 length=180d; Alert_1: constant length=5h eps=0.0001
soil temperature 100cm | 1 | 2012-01-09 13:40 |  | KS2 | CR1_KS2_Heck_YYYY_MM_DD_hhmm.level1.csv | STP100 | ST100 | degC | ST100 [degC] | SoilSoiltemperature1mAvg10Min | 39da203ac9969 | -10 | 30 | [8 empty] | 20 | 50 | Flag_0: maintenance; Flag_1: man_flag; Flag_2: undef; Flag_3: limits; Flag_4: constant length=48h eps=0.0001; Alert_1: constant length=5h eps=0.0001
precipitation |  | 2012-01-09 13:40 |  | KS2 | CR1_KS2_Heck_YYYY_MM_DD_hhmm.level1.csv | rain_Tot | precip_KS2 | mm | precip_KS2 [mm] | WeatherPrecipitationheight_liquid1mSum10Min | 39da203ac9969 | 0 | 35 | [8 empty] | 20 | 50 | Flag_0: maintenance; Flag_1: man_flag; Flag_2: undef; Flag_3: limits; Alert_1: if delta(SM010)/30min>3 and precip/(60min)=0
air pressure |  | 2012-01-09 13:40 |  | KS2 | CR1_KS2_Heck_YYYY_MM_DD_hhmm.level1.csv | pres | airpres_KS2 | hPa | airpres_KS2 [hPa] | WeatherAirpressure1_5mAvg10Min | 39da203ac9969 | 920 | 1050 |  |  | sh rho Tpot H2Oc | [5 empty] | 20 | 50 | Flag_0: maintenance; Flag_1: man_flag; Flag_2: undef; Flag_3: limits; Flag_4: MAD deriv=0 z=7 length=90d; Flag_5: constant length=10h eps=0.01; Alert_1: diff(airpres_W-airpres_KS2>10)
soil moisture profile 10cm | 0.1 | 2012-01-09 13:40 |  | KS2 | CR1_KS2_Heck_YYYY_MM_DD_hhmm.level1.csv | SMP010 | SM010 | % | SM010 [%] | SoilSoilmoisture0_1mAvg10Min | 39da203ac9969 | 5 | 60 | [8 empty] | 20 | 50 | Flag_0: maintenance; Flag_1: man_flag; Flag_2: undef; Flag_3: limits
soil moisture profile 20cm | 0.2 | 2012-01-09 13:40 |  | KS2 | CR1_KS2_Heck_YYYY_MM_DD_hhmm.level1.csv | SMP020 | SM020 | % | SM020 [%] | SoilSoilmoisture0_2mAvg10Min | 39da203ac9969 | 5 | 60 | [8 empty] | 20 | 50 | Flag_0: maintenance; Flag_1: man_flag; Flag_2: undef; Flag_3: limits
soil moisture profile 30cm | 0.3 | 2012-01-09 13:40 |  | KS2 | CR1_KS2_Heck_YYYY_MM_DD_hhmm.level1.csv | SMP030 | SM030 | % | SM030 [%] | SoilSoilmoisture0_3mAvg10Min | 39da203ac9969 | 5 | 60 | [8 empty] | 20 | 50 | Flag_0: maintenance; Flag_1: man_flag; Flag_2: undef; Flag_3: limits
soil moisture profile 40cm | 0.4 | 2012-01-09 13:40 |  | KS2 | CR1_KS2_Heck_YYYY_MM_DD_hhmm.level1.csv | SMP040 | SM040 | % | SM040 [%] | SoilSoilmoisture0_4mAvg10Min | 39da203ac9969 | 5 | 60 | [8 empty] | 20 | 50 | Flag_0: maintenance; Flag_1: man_flag; Flag_2: undef; Flag_3: limits
soil moisture profile 50cm | 0.5 | 2012-01-09 13:40 |  | KS2 | CR1_KS2_Heck_YYYY_MM_DD_hhmm.level1.csv | SMP050 | SM050 | % | SM050 [%] | SoilSoilmoisture0_5mAvg10Min | 39da203ac9969 | 5 | 60 | [8 empty] | 20 | 50 | Flag_0: maintenance; Flag_1: man_flag; Flag_2: undef; Flag_3: limits
wind speed from ultra sonic anemometer |  | 2012-01-09 13:40 |  | KS2 | CR1_KS2_Heck_YYYY_MM_DD_hhmm.level1.csv | mean_wind_speed | WS | m/s | WS [m/s] | WeatherWindspeed2mAvg10Min | 39da203ac9969 | 0 | 60 | [8 empty] | 20 | 50 | Flag_0: maintenance; Flag_1: man_flag; Flag_2: undef; Flag_3: limits; Flag_4: constant length=2h eps=0.01
wind direction from ultra sonic anemometer |  | 2012-01-09 13:40 |  | KS2 | CR1_KS2_Heck_YYYY_MM_DD_hhmm.level1.csv | mean_wind_direction | WD | deg | WD [deg] | WeatherWinddirection2mAvg10Min | 39da203ac9969 | 0 | 360 | [8 empty] | 20 | 50 | Flag_0: maintenance; Flag_1: man_flag; Flag_2: undef; Flag_3: limits; Flag_4: constant length=2h eps=0.01
std wind direction from ultra sonic anemometer |  | 2012-01-09 13:40 |  | KS2 | CR1_KS2_Heck_YYYY_MM_DD_hhmm.level1.csv | std_wind_dir | WD_std | deg | WD_std [deg] | WeatherWinddirection2mStd_dev10Min | 39da203ac9969 | [12 empty] | Flag_0: maintenance; Flag_1: man_flag; Flag_2: undef; Flag_3: limits
sonic temperature |  | 2012-01-09 13:40 |  | KS2 | CR1_KS2_Heck_YYYY_MM_DD_hhmm.level1.csv | temp | TSon | degC | TSon [degC] | WeatherAirtemperature2mAvg10Min_sonic | 39da203ac9969 | -35 | 50 | [10 empty] | Flag_0: maintenance; Flag_1: man_flag; Flag_2: undef; Flag_3: limits; Flag_4: constant length=2h eps=0.01
error value 1 sonic anemometer |  | 2012-01-09 13:40 |  | KS2 | CR1_KS2_Heck_YYYY_MM_DD_hhmm.level1.csv | err1_Tot | err1 |  | err1 [] | DevicesQualityflag2mAvg10Min_err1 | 39da203ac9969 | [12 empty] | Flag_0: maintenance; Flag_1: man_flag; Flag_2: undef; Flag_3: limits
error value 2 sonic anemometer |  | 2012-01-09 13:40 |  | KS2 | CR1_KS2_Heck_YYYY_MM_DD_hhmm.level1.csv | err2_Tot | err2 |  | err2 [] | DevicesQualityflag2mAvg10Min_err2 | 39da203ac9969 | [12 empty] | Flag_0: maintenance; Flag_1: man_flag; Flag_2: undef; Flag_3: limits
heating flag sonic anemometer |  | 2012-01-09 13:40 |  | KS2 | CR1_KS2_Heck_YYYY_MM_DD_hhmm.level1.csv | heating_Tot | heatingwind |  | heatingwind [] | DevicesQualityflag2mAvg10Min_heatingsonic | 39da203ac9969 | [12 empty] | Flag_0: maintenance; Flag_1: man_flag; Flag_2: undef; Flag_3: limits
Logger voltage KS1 |  | 2012-07-12 14:40 |  | KS2 | CR1_KS2_Heck_YYYY_MM_DD_hhmm.level1.csv | batt_volt_Min | KS2_Voltage | V | KS2_Voltage [V] | DevicesVoltagelogger1mAvg10Min | 39da203ac9969 | 11 | 14 | [10 empty] | Flag_0: maintenance; Flag_1: man_flag; Flag_2: undef; Flag_3: limits; Alert_1: limit min/max
Logger panel temperature KS1 |  | 2012-07-12 14:40 |  | KS2 | CR1_KS2_Heck_YYYY_MM_DD_hhmm.level1.csv | PTemp | KS2_Ptemp | degC | KS2_Ptemp [degC] | DevicesTemperaturedatalogger1mAvg10Min | 39da203ac9969 | -20 | 60 | [10 empty] | Flag_0: maintenance; Flag_1: man_flag; Flag_2: undef; Flag_3: limits
status for CNR4 heating |  | 2012-01-09 13:40 |  | KS2 | CR1_KS2_Heck_YYYY_MM_DD_hhmm.level1.csv | Heating_CNR4 | Heating_CNR4 | % | Heating_CNR4 [%] | DevicesImpulsescounts2mAvg10Min_cnr4 | 39da203ac9969 | [12 empty] | Flag_0: maintenance; Flag_1: man_flag; Flag_2: undef; Flag_3: limits
windspeed_x from sonic |  | 2012-01-09 13:40 | 2012-06-06 11:50 | KS2 | CR1_KS2_Erms_YYYY_MM_DD_hhmm.level1.csv | windspeed_x | windspeed_x | m/s | windspeed_x [m/s] | WeatherWindspeed2mAvg10Min_x | 39da203ac9969 | -50 | 50 | [10 empty] | Flag_0: maintenance; Flag_1: man_flag; Flag_2: undef; Flag_3: limits; Flag_4: constant length=2h eps=0.01
windspeed_y from sonic |  | 2012-01-09 13:40 | 2012-06-06 11:50 | KS2 | CR1_KS2_Erms_YYYY_MM_DD_hhmm.level1.csv | windspeed_y | windspeed_y | m/s | windspeed_y [m/s] | WeatherWindspeed2mAvg10Min_y | 39da203ac9969 | -50 | 50 | [10 empty] | Flag_0: maintenance; Flag_1: man_flag; Flag_2: undef; Flag_3: limits; Flag_4: constant length=2h eps=0.01
Status value hex |  | 2012-01-09 13:40 | 2012-05-07 08:20 | KS2 | CR1_KS2_Erms_YYYY_MM_DD_hhmm.level1.csv | status_value_hex | status_value_hex |  | status_value_hex [] | [14 empty] | Flag_0: maintenance; Flag_1: man_flag; Flag_2: undef; Flag_3: limits
checksum hex |  | 2012-01-09 13:40 | 2012-05-07 08:20 | KS2 | CR1_KS2_Erms_YYYY_MM_DD_hhmm.level1.csv | checksum_hex | checksum_hex |  | checksum_hex [] | [14 empty] | Flag_1: man_flag; Flag_2: undef; Flag_3: limits
Heating 2D Sonic |  | 2012-05-31 14:30 | 2012-06-06 11:50 | KS2 | CR1_KS2_Erms_YYYY_MM_DD_hhmm.level1.csv | Heating_2D_Sonic | Heating_2D_Sonic |  | Heating_2D_Sonic [] | DevicesQualityflag2mAvg10Min_heatingsonic_2 | 39da203ac9969 | [12 empty] | Flag_0: maintenance; Flag_1: man_flag; Flag_2: undef; Flag_3: limits
net radiation (from SWDR SWUR LWDR LWUR) |  |  |  | KS2 | CR1_KS2_Erms_YYYY_MM_DD_hhmm.level1.csv |  | Rn | W/m**2 | Rn [W/m**2] | WeatherNetradiation_total2mAvg10Min | 39da203ac9969 | -500 | 1200 |  |  | SWDR LWDR SWUR LWUR | [5 empty] | 20 | 50 | Flag_0: maintenance; Flag_1: man_flag; Flag_2: undef; Flag_3: limits; Flag_4: derived
total downward radiation (SWDR + LWDR) |  |  |  | KS2 | CR1_KS2_Erms_YYYY_MM_DD_hhmm.level1.csv |  | TDR | W/m**2 | TDR [W/m**2] | WeatherRadiation_total_in2mAvg10Min | 39da203ac9969 |  |  |  |  | SWDR LWDR | [5 empty] | 20 | 50 | Flag_0: maintenance; Flag_1: man_flag; Flag_2: undef; Flag_3: limits; Flag_4: derived
total upward radiation (SWUR + LWUR) |  |  |  | KS2 | CR1_KS2_Erms_YYYY_MM_DD_hhmm.level1.csv |  | TUR | W/m**2 | TUR [W/m**2] | WeatherRadiation_total_reflected2mAvg10Min | 39da203ac9969 |  |  |  |  | SWUR LWUR | [5 empty] | 20 | 50 | Flag_0: maintenance; Flag_1: man_flag; Flag_2: undef; Flag_3: limits; Flag_4: derived
albedo (SWUR/SWDR*100) |  |  |  | KS2 | CR1_KS2_Erms_YYYY_MM_DD_hhmm.level1.csv |  | Albedo | % | Albedo [%] | WeatherAlbedo2mAvg10Min | 39da203ac9969 |  |  |  |  | SWUR SWDR | [7 empty] | Flag_0: maintenance; Flag_1: man_flag; Flag_2: undef; Flag_3: limits; Flag_4: derived
radiation temperature from LWUR |  |  |  | KS2 | CR1_KS2_Erms_YYYY_MM_DD_hhmm.level1.csv |  | Trad_pyr | degC | Trad_pyr [degC] | WeatherSurfaceradiationtemperature2mAvg10Min | 39da203ac9969 | -35 | 50 |  |  | LWUR | [5 empty] | 20 | 50 | Flag_0: maintenance; Flag_1: man_flag; Flag_2: undef; Flag_3: limits; Flag_4: derived
dew point temperature from Tair and RH |  |  |  | KS2 | CR1_KS2_Erms_YYYY_MM_DD_hhmm.level1.csv |  | Tdew | degC | Tdew [degC] | WeatherDewpointtemperature2mAvg10Min | 39da203ac9969 |  |  |  |  | Tair_KS2 RH_KS2 | [5 empty] | 20 | 50 | Flag_0: maintenance; Flag_1: man_flag; Flag_2: undef; Flag_3: limits; Flag_4: derived
specific humidity from airpres Tair RH |  |  |  | KS2 | CR1_KS2_Erms_YYYY_MM_DD_hhmm.level1.csv |  | sh | g/kg | sh [g/kg] | WeatherSpecifichumidity2mAvg10Min | 39da203ac9969 |  |  |  |  | Tair_KS2 RH_KS2 airpres_KS2 | [5 empty] | 20 | 50 | Flag_0: maintenance; Flag_1: man_flag; Flag_2: undef; Flag_3: limits; Flag_4: derived
saturation vapour pressure from Tair |  |  |  | KS2 | CR1_KS2_Erms_YYYY_MM_DD_hhmm.level1.csv |  | VPmax | hPa | VPmax [hPa] | WeatherVaporpressure2mAvg10Min_max | 39da203ac9969 |  |  |  |  | Tair_KS2 | [5 empty] | 20 | 50 | Flag_0: maintenance; Flag_1: man_flag; Flag_2: undef; Flag_3: limits; Flag_4: derived
actual vapour pressure |  |  |  | KS2 | CR1_KS2_Erms_YYYY_MM_DD_hhmm.level1.csv |  | VPact | hPa | VPact [hPa] | WeatherVaporpressure2mAvg10Min_act | 39da203ac9969 |  |  |  |  | Tair_KS2 RH_KS2 | [5 empty] | 20 | 50 | Flag_0: maintenance; Flag_1: man_flag; Flag_2: undef; Flag_3: limits; Flag_4: derived
vapour pressure deficit |  |  |  | KS2 | CR1_KS2_Erms_YYYY_MM_DD_hhmm.level1.csv |  | VPdef | hPa | VPdef [hPa] | WeatherVaporpressure2mAvg10Min_def | 39da203ac9969 |  |  |  |  | Tair_KS2 RH_KS2 | [5 empty] | 20 | 50 | Flag_0: maintenance; Flag_1: man_flag; Flag_2: undef; Flag_3: limits; Flag_4: derived
potential temperature |  |  |  | KS2 | CR1_KS2_Erms_YYYY_MM_DD_hhmm.level1.csv |  | Tpot | K | Tpot [K] | WeatherPotentialtemperature2mAvg10Min | 39da203ac9969 |  |  |  |  | Tair_KS2 airpres_KS2 | [5 empty] | 20 | 50 | Flag_0: maintenance; Flag_1: man_flag; Flag_2: undef; Flag_3: limits; Flag_4: derived
water vapour concentration (from airpres, Tair, rH) |  |  |  | KS2 | CR1_KS2_Erms_YYYY_MM_DD_hhmm.level1.csv |  | H2Oc | mmol/mol | H2Oc [mmol/mol] | WeatherConcentrationh2o2mAvg10Min | 39da203ac9969 |  |  |  |  | Tair_KS2 RH_KS2 airpres_KS2 | [5 empty] | 20 | 50 | Flag_0: maintenance; Flag_1: man_flag; Flag_2: undef; Flag_3: limits; Flag_4: derived
air density |  |  |  | KS2 | CR1_KS2_Erms_YYYY_MM_DD_hhmm.level1.csv |  | rho | kg/m3 | rho [kg/m3] | WeatherAirdensity2mAvg10Min | 39da203ac9969 |  |  |  |  | Tair_KS2 RH_KS2 airpres_KS2 | [5 empty] | 20 | 50 | Flag_0: maintenance; Flag_1: man_flag; Flag_2: undef; Flag_3: limits; Flag_4: derived
mean soil heat flux | 0.05 |  |  | KS2 | CR1_KS2_Erms_YYYY_MM_DD_hhmm.level1.csv |  | SHFm | W/m**2 | SHFm [W/m**2] | SoilEnergyflux0_05mAvg10Min | 39da203ac9969 |  |  |  |  | SHF01 SHF02 SHF03 | [5 empty] | 20 | 50 | Flag_0: maintenance; Flag_1: man_flag; Flag_2: undef; Flag_3: limits; Flag_4: derived
corrected surface soil heat flux 1 | 0 |  |  | KS2 | HK_derived_SHF_corr_YYYY.level1.csv |  | SHF01_fin | W/m**2 | SHF01_fin [W/m**2] |  |  | -200 | 200 |  |  | SHF01 | SHF01 | [6 empty] | Flag_0: maintenance; Flag_1: man_flag; Flag_2: undef; Flag_3: limits; Flag_4: constant length=24h eps=0.001
corrected surface soil heat flux 2 | 0 |  |  | KS2 | HK_derived_SHF_corr_YYYY.level1.csv |  | SHF02_fin | W/m**2 | SHF02_fin [W/m**2] |  |  | -200 | 200 |  |  | SHF02 | SHF02 | [6 empty] | Flag_0: maintenance; Flag_1: man_flag; Flag_2: undef; Flag_3: limits; Flag_4: constant length=24h eps=0.001
corrected surface soil heat flux 3 | 0 |  |  | KS2 | HK_derived_SHF_corr_YYYY.level1.csv |  | SHF03_fin | W/m**2 | SHF03_fin [W/m**2] |  |  | -200 | 200 |  |  | SHF03 | SHF03 | [6 empty] | Flag_0: maintenance; Flag_1: man_flag; Flag_2: undef; Flag_3: limits; Flag_4: constant length=24h eps=0.001
Note on L1: Hendrik Zöphel : for automatic upload

## SoilMoisture Network HH
variable description | depth/height (m) | SoilNet Node | Soilnet Sensor | Naming | headerout | units | headerout (final) | headerout (DB) | database ID | Min | Max | SR collar or trench | Installation date + time | date end | (rough) distance from collar | remarks | coordinates x | coordinates y | Flag_0 | Flag_1 | Flag_2 | Flag_3 | Flag_4 | Flag_5 | Flag_6 | Flag_7 | Flag_8 | Alert_1 | Alert_2 | Alert_3 | comment | old Flag_6 | old Flag_4 | old Flag_5 | old Flag_7
soil water content 0.05m 1/1 | 0.05 | 1 | 1 | Box01_Moist1 | Box01_Moist1 | % | Box01_Moist1 [%] |  |  | 5 | 60 | Anke | 2012-07-19 17:28 | 2012-07-19 17:46 |  |  |  |  | Flag_0: maintenance; Flag_1: man_flag; Flag_2: undef; Flag_3: limits; Flag_4: Spike thresh=1 toler=0.3 length=60
soil water content 0.05m 1/2 | 0.05 | 1 | 2 | Box01_Moist2 | Box01_Moist2 | % | Box01_Moist2 [%] |  |  | 5 | 60 | Anke | 2012-07-19 17:28 | 2012-07-19 17:46 |  |  |  |  | Flag_0: maintenance; Flag_1: man_flag; Flag_2: undef; Flag_3: limits; Flag_4: Spike thresh=1 toler=0.3 length=60
soil water content 0.05m 1/3 | 0.05 | 1 | 3 | Box01_Moist3 | Box01_Moist3 | % | Box01_Moist3 [%] |  |  | 5 | 60 | Anke | 2012-07-19 17:28 | 2012-07-19 17:46 |  |  |  |  | Flag_0: maintenance; Flag_1: man_flag; Flag_2: undef; Flag_3: limits; Flag_4: Spike thresh=1 toler=0.3 length=60
soil water content 0.05m 1/4 | 0.05 | 1 | 4 | Box01_Moist4 | Box01_Moist4 | % | Box01_Moist4 [%] |  |  | 5 | 60 | Anke | 2012-07-19 17:28 | 2012-07-19 17:46 |  |  |  |  | Flag_0: maintenance; Flag_1: man_flag; Flag_2: undef; Flag_3: limits; Flag_4: Spike thresh=1 toler=0.3 length=60
soil water content 0.05m 1/5 | 0.05 | 1 | 5 | Box01_Moist5 | Box01_Moist5 | % | Box01_Moist5 [%] |  |  | 5 | 60 | Anke | 2012-07-19 17:28 | 2012-07-19 17:46 |  |  |  |  | Flag_0: maintenance; Flag_1: man_flag; Flag_2: undef; Flag_3: limits; Flag_4: Spike thresh=1 toler=0.3 length=60
soil water content 0.05m 1/6 | 0.05 | 1 | 6 | Box01_Moist6 | Box01_Moist6 | % | Box01_Moist6 [%] |  |  | 5 | 60 | Anke | 2012-07-19 17:28 | 2012-07-19 17:46 |  |  |  |  | Flag_0: maintenance; Flag_1: man_flag; Flag_2: undef; Flag_3: limits; Flag_4: Spike thresh=1 toler=0.3 length=60
soil water content 0.1m 2/1 | 0.1 | 2 | 1 | SWC 0.1m 2/1 T3-R | Box02_Moist1 | % | Box02_Moist1 [%] | SoilSoilmoisture0_1mAvg15Min_02_1 | 679570951f49a | 5 | 60 | T3-R | 2013-12-05 14:57 | 2016-03-22 04:39 |  | right profile in Trench 3 | 652244.9608 | 5773025.231 | maintenance | man_flag | undef | limits | Spike thresh=1 toler=0.3 length=60 |  |  |  |  | check_battery length=7d | compare close sensors | constant length=5h eps=0.0001 |  | constant length=5h eps=0.0001 | install_date | compare_precip rise_thres=8.0/h prec_thres=0.1/h prec_length=1h | MAD deriv=2 z=7 length=180d
soil water content 0.2m 2/2 | 0.2 | 2 | 2 | SWC 0.2m 2/2 T3-R | Box02_Moist2 | % | Box02_Moist2 [%] | SoilSoilmoisture0_2mAvg15Min_02_2 | 679570951f49a | 5 | 60 | T3-R | 2013-12-05 14:57 | 2016-03-22 04:39 |  | right profile in Trench 3 | 652244.9608 | 5773025.231 | Flag_0: maintenance; Flag_1: man_flag; Flag_2: undef; Flag_3: limits; Flag_4: Spike thresh=1 toler=0.3 length=60 |  | constant length=5h eps=0.0001 | install_date | compare_precip rise_thres=8.0/h prec_thres=0.1/h prec_length=1h | MAD deriv=2 z=7 length=180d
soil water content 0.3m 2/3 | 0.3 | 2 | 3 | SWC 0.3m 2/3 T3-R | Box02_Moist3 | % | Box02_Moist3 [%] | SoilSoilmoisture0_3mAvg15Min_02_3 | 679570951f49a | 5 | 60 | T3-R | 2013-12-05 14:57 | 2016-03-22 04:39 |  | right profile in Trench 3 | 652244.9608 | 5773025.231 | Flag_0: maintenance; Flag_1: man_flag; Flag_2: undef; Flag_3: limits; Flag_4: Spike thresh=1 toler=0.3 length=60 |  | constant length=5h eps=0.0001 | install_date | compare_precip rise_thres=8.0/h prec_thres=0.1/h prec_length=1h | MAD deriv=2 z=7 length=180d
soil water content 0.4m 2/4 | 0.4 | 2 | 4 | SWC 0.4m 2/4 T3-R | Box02_Moist4 | % | Box02_Moist4 [%] | SoilSoilmoisture0_4mAvg15Min_02_4 | 679570951f49a | 5 | 60 | T3-R | 2013-12-05 14:57 | 2016-03-22 04:39 |  | right profile in Trench 3 | 652244.9608 | 5773025.231 | Flag_0: maintenance; Flag_1: man_flag; Flag_2: undef; Flag_3: limits; Flag_4: Spike thresh=1 toler=0.3 length=60 |  | constant length=5h eps=0.0001 | install_date | compare_precip rise_thres=8.0/h prec_thres=0.1/h prec_length=1h | MAD deriv=2 z=7 length=180d
soil water content 0.5m 2/5 | 0.5 | 2 | 5 | SWC 0.5m 2/5 T3-R | Box02_Moist5 | % | Box02_Moist5 [%] | SoilSoilmoisture0_5mAvg15Min_02_5 | 679570951f49a | 5 | 60 | T3-R | 2013-12-05 14:57 | 2016-03-22 04:39 |  | right profile in Trench 3 | 652244.9608 | 5773025.231 | Flag_0: maintenance; Flag_1: man_flag; Flag_2: undef; Flag_3: limits; Flag_4: Spike thresh=1 toler=0.3 length=60 |  | constant length=5h eps=0.0001 | install_date | compare_precip rise_thres=8.0/h prec_thres=0.1/h prec_length=1h | MAD deriv=2 z=7 length=180d
soil water content 0.6m 2/6 | 0.6 | 2 | 6 | SWC 0.6m 2/6 T3-R | Box02_Moist6 | % | Box02_Moist6 [%] | SoilSoilmoisture0_6mAvg15Min_02_6 | 679570951f49a | 5 | 60 | T3-R | 2013-12-05 14:57 | 2016-03-22 04:39 |  | right profile in Trench 3 | 652244.9608 | 5773025.231 | Flag_0: maintenance; Flag_1: man_flag; Flag_2: undef; Flag_3: limits; Flag_4: Spike thresh=1 toler=0.3 length=60 |  | constant length=5h eps=0.0001 | install_date | compare_precip rise_thres=8.0/h prec_thres=0.1/h prec_length=1h | MAD deriv=2 z=7 length=180d
soil water content 0.1m 3/1 | 0.1 | 3 | 1 | SWC 0.1m 3/1 T5-R | Box03_Moist1 | % | Box03_Moist1 [%] | SoilSoilmoisture0_1mAvg15Min_03_1 | 53455128a0e49 | 5 | 60 | T5-R | 2013-12-05 14:01 | 2016-03-03 10:29 |  | loamy, north,right profile in Trench 5 | 652170.1627 | 5772991.4256 | Flag_0: maintenance; Flag_1: man_flag; Flag_2: undef; Flag_3: limits; Flag_4: Spike thresh=1 toler=0.3 length=60 |  | constant length=5h eps=0.0001 | install_date | compare_precip rise_thres=8.0/h prec_thres=0.1/h prec_length=1h | MAD deriv=2 z=7 length=180d
soil water content 0.2m 3/2 | 0.2 | 3 | 2 | SWC 0.2m 3/2 T5-R | Box03_Moist2 | % | Box03_Moist2 [%] | SoilSoilmoisture0_2mAvg15Min_03_2 | 53455128a0e49 | 5 | 60 | T5-R | 2013-12-05 14:01 | 2016-03-03 10:29 |  | loamy, north,right profile in Trench 5 | 652170.1627 | 5772991.4256 | Flag_0: maintenance; Flag_1: man_flag; Flag_2: undef; Flag_3: limits; Flag_4: Spike thresh=1 toler=0.3 length=60 |  | constant length=5h eps=0.0001 | install_date | compare_precip rise_thres=8.0/h prec_thres=0.1/h prec_length=1h | MAD deriv=2 z=7 length=180d
soil water content 0.3m 3/3 | 0.3 | 3 | 3 | SWC 0.3m 3/3 T5-R | Box03_Moist3 | % | Box03_Moist3 [%] | SoilSoilmoisture0_3mAvg15Min_03_3 | 53455128a0e49 | 0 | 60 | T5-R | 2013-12-05 14:01 | 2016-03-03 10:29 |  | loamy, north,right profile in Trench 5-calibration correct? | 652170.1627 | 5772991.4256 | Flag_0: maintenance; Flag_1: man_flag; Flag_2: undef; Flag_3: limits; Flag_4: Spike thresh=1 toler=0.3 length=60 |  | constant length=5h eps=0.0001 | install_date | compare_precip rise_thres=8.0/h prec_thres=0.1/h prec_length=1h | MAD deriv=2 z=7 length=180d
soil water content 0.4m 3/4 | 0.4 | 3 | 4 | SWC 0.4m 3/4 T5-R | Box03_Moist4 | % | Box03_Moist4 [%] | SoilSoilmoisture0_4mAvg15Min_03_4 | 53455128a0e49 | 5 | 60 | T5-R | 2013-12-05 14:01 | 2016-03-03 10:29 |  | loamy, north,right profile in Trench 5 | 652170.1627 | 5772991.4256 | Flag_0: maintenance; Flag_1: man_flag; Flag_2: undef; Flag_3: limits; Flag_4: Spike thresh=1 toler=0.3 length=60 |  | constant length=5h eps=0.0001 | install_date | compare_precip rise_thres=8.0/h prec_thres=0.1/h prec_length=1h | MAD deriv=2 z=7 length=180d
soil water content 0.5m 3/5 | 0.5 | 3 | 5 | SWC 0.5m 3/5 T5-R | Box03_Moist5 | % | Box03_Moist5 [%] | SoilSoilmoisture0_5mAvg15Min_03_5 | 53455128a0e49 | 5 | 60 | T5-R | 2013-12-05 14:01 | 2016-03-03 10:29 |  | loamy, north,right profile in Trench 5 | 652170.1627 | 5772991.4256 | Flag_0: maintenance; Flag_1: man_flag; Flag_2: undef; Flag_3: limits; Flag_4: Spike thresh=1 toler=0.3 length=60 |  | constant length=5h eps=0.0001 | install_date | compare_precip rise_thres=8.0/h prec_thres=0.1/h prec_length=1h | MAD deriv=2 z=7 length=180d
soil water content 0.6m 3/6 | 0.6 | 3 | 6 | SWC 0.6m 3/6 T5-R | Box03_Moist6 | % | Box03_Moist6 [%] | SoilSoilmoisture0_6mAvg15Min_03_6 | 53455128a0e49 | 5 | 60 | T5-R | 2013-12-05 14:01 | 2016-03-03 10:29 |  | loamy, north,right profile in Trench 5 | 652170.1627 | 5772991.4256 | Flag_0: maintenance; Flag_1: man_flag; Flag_2: undef; Flag_3: limits; Flag_4: Spike thresh=1 toler=0.3 length=60 |  | constant length=5h eps=0.0001 | install_date | compare_precip rise_thres=8.0/h prec_thres=0.1/h prec_length=1h | MAD deriv=2 z=7 length=180d
soil water content 0.05m 4/1 | 0.05 | 4 | 1 | SWC 0.05m 4/1 T5-L | Box04_Moist1 | % | Box04_Moist1 [%] | SoilSoilmoisture0_05mAvg15Min_04_1 | a951d7302868e | 5 | 60 | T5-L | 2013-12-05 13:52 |  |  | loamy,north, left profile in Trench 5 | 652170.1627 | 5772991.4256 | Flag_0: maintenance; Flag_1: man_flag; Flag_2: undef; Flag_3: limits; Flag_4: Spike thresh=1 toler=0.3 length=60 |  | constant length=5h eps=0.0001 | install_date | compare_precip rise_thres=8.0/h prec_thres=0.1/h prec_length=1h | MAD deriv=2 z=7 length=180d
soil water content 0.1m 4/2 | 0.1 | 4 | 2 | SWC 0.1m 4/2 T5-L | Box04_Moist2 | % | Box04_Moist2 [%] | SoilSoilmoisture0_1mAvg15Min_04_2 | a951d7302868e | 5 | 60 | T5-L | 2013-12-05 13:52 |  |  | loamy,north, left profile in Trench 5 | 652170.1627 | 5772991.4256 | Flag_0: maintenance; Flag_1: man_flag; Flag_2: undef; Flag_3: limits; Flag_4: Spike thresh=1 toler=0.3 length=60 |  | constant length=5h eps=0.0001 | install_date | compare_precip rise_thres=8.0/h prec_thres=0.1/h prec_length=1h | MAD deriv=2 z=7 length=180d
soil water content 0.2m 4/3 | 0.2 | 4 | 3 | SWC 0.2m 4/3 T5-L | Box04_Moist3 | % | Box04_Moist3 [%] | SoilSoilmoisture0_2mAvg15Min_04_3 | a951d7302868e | 5 | 60 | T5-L | 2013-12-05 13:52 |  |  | loamy,north, left profile in Trench 5 | 652170.1627 | 5772991.4256 | Flag_0: maintenance; Flag_1: man_flag; Flag_2: undef; Flag_3: limits; Flag_4: Spike thresh=1 toler=0.3 length=60 |  | constant length=5h eps=0.0001 | install_date | compare_precip rise_thres=8.0/h prec_thres=0.1/h prec_length=1h | MAD deriv=2 z=7 length=180d
soil water content 0.3m 4/4 | 0.3 | 4 | 4 | SWC 0.3m 4/4 T5-L | Box04_Moist4 | % | Box04_Moist4 [%] | SoilSoilmoisture0_3mAvg15Min_04_4 | a951d7302868e | 5 | 60 | T5-L | 2013-12-05 13:52 |  |  | loamy,north, left profile in Trench 5 | 652170.1627 | 5772991.4256 | Flag_0: maintenance; Flag_1: man_flag; Flag_2: undef; Flag_3: limits; Flag_4: Spike thresh=1 toler=0.3 length=60 |  | constant length=5h eps=0.0001 | install_date | compare_precip rise_thres=8.0/h prec_thres=0.1/h prec_length=1h | MAD deriv=2 z=7 length=180d
soil water content 0.5m 4/5 | 0.5 | 4 | 5 | SWC 0.5m 4/5 T5-L | Box04_Moist5 | % | Box04_Moist5 [%] | SoilSoilmoisture0_5mAvg15Min_04_5 | a951d7302868e | 5 | 60 | T5-L | 2013-12-05 13:52 |  |  | loamy,north, left profile in Trench 5 | 652170.1627 | 5772991.4256 | Flag_0: maintenance; Flag_1: man_flag; Flag_2: undef; Flag_3: limits; Flag_4: Spike thresh=1 toler=0.3 length=60 |  | constant length=5h eps=0.0001 | install_date | compare_precip rise_thres=8.0/h prec_thres=0.1/h prec_length=1h | MAD deriv=2 z=7 length=180d
soil water content 0.6m 4/6 | 0.6 | 4 | 6 | SWC 0.6m 4/6 T5-L | Box04_Moist6 | % | Box04_Moist6 [%] | SoilSoilmoisture0_6mAvg15Min_04_6 | a951d7302868e | 5 | 60 | T5-L | 2013-12-05 13:52 |  |  | loamy,north, left profile in Trench 5 | 652170.1627 | 5772991.4256 | Flag_0: maintenance; Flag_1: man_flag; Flag_2: undef; Flag_3: limits; Flag_4: Spike thresh=1 toler=0.3 length=60 |  | constant length=5h eps=0.0001 | install_date | compare_precip rise_thres=8.0/h prec_thres=0.1/h prec_length=1h | MAD deriv=2 z=7 length=180d
soil water content 0.05m 5/1 | 0.05 | 5 | 1 | Box05_Moist1 | Box05_Moist1 | % | Box05_Moist1 [%] |  |  | 5 | 60 | Anke | 2012-07-19 20:31 | 2013-12-01 07:56 |  | no manual flagging performed |  |  | Flag_0: maintenance; Flag_1: man_flag; Flag_2: undef; Flag_3: limits; Flag_4: Spike thresh=1 toler=0.3 length=60
soil water content 0.05m 5/2 | 0.05 | 5 | 2 | Box05_Moist2 | Box05_Moist2 | % | Box05_Moist2 [%] |  |  | 5 | 60 | Anke | 2012-07-19 20:31 | 2013-12-01 07:56 |  | no manual flagging performed |  |  | Flag_0: maintenance; Flag_1: man_flag; Flag_2: undef; Flag_3: limits; Flag_4: Spike thresh=1 toler=0.3 length=60
soil water content 0.05m 5/3 | 0.05 | 5 | 3 | Box05_Moist3 | Box05_Moist3 | % | Box05_Moist3 [%] |  |  | 5 | 60 | Anke | 2012-07-19 20:31 | 2013-12-01 07:56 |  | no manual flagging performed |  |  | Flag_0: maintenance; Flag_1: man_flag; Flag_2: undef; Flag_3: limits; Flag_4: Spike thresh=1 toler=0.3 length=60
soil water content 0.05m 5/4 | 0.05 | 5 | 4 | Box05_Moist4 | Box05_Moist4 | % | Box05_Moist4 [%] |  |  | 5 | 60 | Anke | 2012-07-19 20:31 | 2013-12-01 07:56 |  | no manual flagging performed |  |  | Flag_0: maintenance; Flag_1: man_flag; Flag_2: undef; Flag_3: limits; Flag_4: Spike thresh=1 toler=0.3 length=60
soil water content 0.05m 5/5 | 0.05 | 5 | 5 | Box05_Moist5 | Box05_Moist5 | % | Box05_Moist5 [%] |  |  | 5 | 60 | Anke | 2012-07-19 20:31 | 2013-12-01 07:56 |  | no manual flagging performed |  |  | Flag_0: maintenance; Flag_1: man_flag; Flag_2: undef; Flag_3: limits; Flag_4: Spike thresh=1 toler=0.3 length=60
soil water content 0.05m 5/6 | 0.05 | 5 | 6 | Box05_Moist6 | Box05_Moist6 | % | Box05_Moist6 [%] |  |  | 5 | 60 | Anke | 2012-07-19 20:31 | 2013-12-01 07:56 |  | no manual flagging performed |  |  | Flag_0: maintenance; Flag_1: man_flag; Flag_2: undef; Flag_3: limits; Flag_4: Spike thresh=1 toler=0.3 length=60
soil water content 0.05m 6/1 | 0.05 | 6 | 1 | SWC 0.05m 6/1 NT5-L | Box06_Moist1 | % | Box06_Moist1 [%] | SoilSoilmoisture0_05mAvg15Min_06_1 | a89bb0948ccf8 | 5 | 60 | NT5-L | 2014-04-01 14:04 |  |  | left profile in SR-NT-Trench 5, east | 652164.6184 | 5772990.9584 | Flag_0: maintenance; Flag_1: man_flag; Flag_2: undef; Flag_3: limits; Flag_4: Spike thresh=1 toler=0.3 length=60 |  | constant length=5h eps=0.0001 | install_date | compare_precip rise_thres=8.0/h prec_thres=0.1/h prec_length=1h | MAD deriv=2 z=7 length=180d
soil water content 0.1m 6/2 | 0.1 | 6 | 2 | SWC 0.1m 6/2 NT5-L | Box06_Moist2 | % | Box06_Moist2 [%] | SoilSoilmoisture0_1mAvg15Min_06_2 | a89bb0948ccf8 | 5 | 60 | NT5-L | 2014-04-01 14:04 |  |  | left profile in SR-NT-Trench 5, east | 652164.6184 | 5772990.9584 | Flag_0: maintenance; Flag_1: man_flag; Flag_2: undef; Flag_3: limits; Flag_4: Spike thresh=1 toler=0.3 length=60 |  | constant length=5h eps=0.0001 | install_date | compare_precip rise_thres=8.0/h prec_thres=0.1/h prec_length=1h | MAD deriv=2 z=7 length=180d
soil water content 0.2m 6/3 | 0.2 | 6 | 3 | SWC 0.2m 6/3 NT5-L | Box06_Moist3 | % | Box06_Moist3 [%] | SoilSoilmoisture0_2mAvg15Min_06_3 | a89bb0948ccf8 | 5 | 60 | NT5-L | 2014-04-01 14:04 |  |  | left profile in SR-NT-Trench 5, east | 652164.6184 | 5772990.9584 | Flag_0: maintenance; Flag_1: man_flag; Flag_2: undef; Flag_3: limits; Flag_4: Spike thresh=1 toler=0.3 length=60 |  | constant length=5h eps=0.0001 | install_date | compare_precip rise_thres=8.0/h prec_thres=0.1/h prec_length=1h | MAD deriv=2 z=7 length=180d
soil water content 0.3m 6/4 | 0.3 | 6 | 4 | SWC 0.3m 6/4 NT5-L | Box06_Moist4 | % | Box06_Moist4 [%] | SoilSoilmoisture0_3mAvg15Min_06_4 | a89bb0948ccf8 | 5 | 60 | NT5-L | 2014-04-01 14:04 |  |  | left profile in SR-NT-Trench 5, east | 652164.6184 | 5772990.9584 | Flag_0: maintenance; Flag_1: man_flag; Flag_2: undef; Flag_3: limits; Flag_4: Spike thresh=1 toler=0.3 length=60 |  | constant length=5h eps=0.0001 | install_date | compare_precip rise_thres=8.0/h prec_thres=0.1/h prec_length=1h | MAD deriv=2 z=7 length=180d
soil water content 0.4m 6/5 | 0.4 | 6 | 5 | SWC 0.4m 6/5 NT5-L | Box06_Moist5 | % | Box06_Moist5 [%] | SoilSoilmoisture0_4mAvg15Min_06_5 | a89bb0948ccf8 | 5 | 60 | NT5-L | 2014-04-01 14:04 |  |  | left profile in SR-NT-Trench 5, east | 652164.6184 | 5772990.9584 | Flag_0: maintenance; Flag_1: man_flag; Flag_2: undef; Flag_3: limits; Flag_4: Spike thresh=1 toler=0.3 length=60 |  | constant length=5h eps=0.0001 | install_date | compare_precip rise_thres=8.0/h prec_thres=0.1/h prec_length=1h | MAD deriv=2 z=7 length=180d
soil water content 0.5m 6/6 | 0.5 | 6 | 6 | SWC 0.5m 6/6 NT5-L | Box06_Moist6 | % | Box06_Moist6 [%] | SoilSoilmoisture0_5mAvg15Min_06_6 | a89bb0948ccf8 | 5 | 60 | NT5-L | 2014-04-01 14:04 |  |  | left profile in SR-NT-Trench 5, east | 652164.6184 | 5772990.9584 | Flag_0: maintenance; Flag_1: man_flag; Flag_2: undef; Flag_3: limits; Flag_4: Spike thresh=1 toler=0.3 length=60 |  | constant length=5h eps=0.0001 | install_date | compare_precip rise_thres=8.0/h prec_thres=0.1/h prec_length=1h | MAD deriv=2 z=7 length=180d
soil water content 0.05m 7/1 | 0.05 | 7 | 1 | SWC 0.05m 7/1 NT5-R | Box07_Moist1 | % | Box07_Moist1 [%] | SoilSoilmoisture0_05mAvg15Min_07_1 | c8143ad0ea809 | 5 | 60 | NT5-R | 2014-04-01 14:06 |  |  | right profile in SR-NT-Trench 5, east | 652164.6184 | 5772990.9584 | Flag_0: maintenance; Flag_1: man_flag; Flag_2: undef; Flag_3: limits; Flag_4: Spike thresh=1 toler=0.3 length=60 |  | constant length=5h eps=0.0001 | install_date | compare_precip rise_thres=8.0/h prec_thres=0.1/h prec_length=1h | MAD deriv=2 z=7 length=180d
soil water content 0.1m 7/2 | 0.1 | 7 | 2 | SWC 0.1m 7/2 NT5-R | Box07_Moist2 | % | Box07_Moist2 [%] | SoilSoilmoisture0_1mAvg15Min_07_2 | c8143ad0ea809 | 5 | 60 | NT5-R | 2014-04-01 14:06 |  |  | right profile in SR-NT-Trench 5, east | 652164.6184 | 5772990.9584 | Flag_0: maintenance; Flag_1: man_flag; Flag_2: undef; Flag_3: limits; Flag_4: Spike thresh=1 toler=0.3 length=60 |  | constant length=5h eps=0.0001 | install_date | compare_precip rise_thres=8.0/h prec_thres=0.1/h prec_length=1h | MAD deriv=2 z=7 length=180d
soil water content 0.2m 7/3 | 0.2 | 7 | 3 | SWC 0.2m 7/3 NT5-R | Box07_Moist3 | % | Box07_Moist3 [%] | SoilSoilmoisture0_2mAvg15Min_07_3 | c8143ad0ea809 | 5 | 60 | NT5-R | 2014-04-01 14:06 |  |  | right profile in SR-NT-Trench 5, east | 652164.6184 | 5772990.9584 | Flag_0: maintenance; Flag_1: man_flag; Flag_2: undef; Flag_3: limits; Flag_4: Spike thresh=1 toler=0.3 length=60 |  | constant length=5h eps=0.0001 | install_date | compare_precip rise_thres=8.0/h prec_thres=0.1/h prec_length=1h | MAD deriv=2 z=7 length=180d
soil water content 0.3m 7/4 | 0.3 | 7 | 4 | SWC 0.3m 7/4 NT5-R | Box07_Moist4 | % | Box07_Moist4 [%] | SoilSoilmoisture0_3mAvg15Min_07_4 | c8143ad0ea809 | 5 | 60 | NT5-R | 2014-04-01 14:06 |  |  | right profile in SR-NT-Trench 5, east | 652164.6184 | 5772990.9584 | Flag_0: maintenance; Flag_1: man_flag; Flag_2: undef; Flag_3: limits; Flag_4: Spike thresh=1 toler=0.3 length=60 |  | constant length=5h eps=0.0001 | install_date | compare_precip rise_thres=8.0/h prec_thres=0.1/h prec_length=1h | MAD deriv=2 z=7 length=180d
soil water content 0.4m 7/5 | 0.4 | 7 | 5 | SWC 0.4m 7/5 NT5-R | Box07_Moist5 | % | Box07_Moist5 [%] | SoilSoilmoisture0_4mAvg15Min_07_5 | c8143ad0ea809 | 5 | 60 | NT5-R | 2014-04-01 14:06 |  |  | right profile in SR-NT-Trench 5, east | 652164.6184 | 5772990.9584 | Flag_0: maintenance; Flag_1: man_flag; Flag_2: undef; Flag_3: limits; Flag_4: Spike thresh=1 toler=0.3 length=60 |  | constant length=5h eps=0.0001 | install_date | compare_precip rise_thres=8.0/h prec_thres=0.1/h prec_length=1h | MAD deriv=2 z=7 length=180d
soil water content 0.5m 7/6 | 0.5 | 7 | 6 | SWC 0.5m 7/6 NT5-R | Box07_Moist6 | % | Box07_Moist6 [%] | SoilSoilmoisture0_5mAvg15Min_07_6 | c8143ad0ea809 | 5 | 60 | NT5-R | 2014-04-01 14:06 |  |  | right profile in SR-NT-Trench 5, east | 652164.6184 | 5772990.9584 | Flag_0: maintenance; Flag_1: man_flag; Flag_2: undef; Flag_3: limits; Flag_4: Spike thresh=1 toler=0.3 length=60 |  | constant length=5h eps=0.0001 | install_date | compare_precip rise_thres=8.0/h prec_thres=0.1/h prec_length=1h | MAD deriv=2 z=7 length=180d
soil water content 0.05m 8/1 | 0.05 | 8 | 1 | Box08_Moist1 | Box08_Moist1 | % | Box08_Moist1 [%] |  |  | 5 | 60 | Anke | 2012-07-19 19:33 | 2014-02-27 02:04 |  | no manual flagging performed |  |  | Flag_0: maintenance; Flag_1: man_flag; Flag_2: undef; Flag_3: limits; Flag_4: Spike thresh=1 toler=0.3 length=60
soil water content 0.05m 8/2 | 0.05 | 8 | 2 | Box08_Moist2 | Box08_Moist2 | % | Box08_Moist2 [%] |  |  | 5 | 60 | Anke | 2012-07-19 19:33 | 2014-02-27 02:04 |  | no manual flagging performed |  |  | Flag_0: maintenance; Flag_1: man_flag; Flag_2: undef; Flag_3: limits; Flag_4: Spike thresh=1 toler=0.3 length=60
soil water content 0.05m 8/3 | 0.05 | 8 | 3 | Box08_Moist3 | Box08_Moist3 | % | Box08_Moist3 [%] |  |  | 5 | 60 | Anke | 2012-07-19 19:33 | 2014-02-27 02:04 |  | no manual flagging performed |  |  | Flag_0: maintenance; Flag_1: man_flag; Flag_2: undef; Flag_3: limits; Flag_4: Spike thresh=1 toler=0.3 length=60
soil water content 0.05m 8/4 | 0.05 | 8 | 4 | Box08_Moist4 | Box08_Moist4 | % | Box08_Moist4 [%] |  |  | 5 | 60 | Anke | 2012-07-19 19:33 | 2014-02-27 02:04 |  | no manual flagging performed |  |  | Flag_0: maintenance; Flag_1: man_flag; Flag_2: undef; Flag_3: limits; Flag_4: Spike thresh=1 toler=0.3 length=60
soil water content 0.05m 8/5 | 0.05 | 8 | 5 | Box08_Moist5 | Box08_Moist5 | % | Box08_Moist5 [%] |  |  | 5 | 60 | Anke | 2012-07-19 19:33 | 2014-02-27 02:04 |  | no manual flagging performed |  |  | Flag_0: maintenance; Flag_1: man_flag; Flag_2: undef; Flag_3: limits; Flag_4: Spike thresh=1 toler=0.3 length=60
soil water content 0.05m 8/6 | 0.05 | 8 | 6 | Box08_Moist6 | Box08_Moist6 | % | Box08_Moist6 [%] |  |  | 5 | 60 | Anke | 2012-07-19 19:33 | 2014-02-27 02:04 |  | no manual flagging performed |  |  | Flag_0: maintenance; Flag_1: man_flag; Flag_2: undef; Flag_3: limits; Flag_4: Spike thresh=1 toler=0.3 length=60
soil water content 0.05m 9/1 | 0.05 | 9 | 1 | Box09_Moist1 | Box09_Moist1 | % | Box09_Moist1 [%] |  |  | 5 | 60 | Anke | 2012-07-19 19:33 | 2013-08-09 16:36 |  | no manual flagging performed |  |  | Flag_0: maintenance; Flag_1: man_flag; Flag_2: undef; Flag_3: limits; Flag_4: Spike thresh=1 toler=0.3 length=60
soil water content 0.05m 9/2 | 0.05 | 9 | 2 | Box09_Moist2 | Box09_Moist2 | % | Box09_Moist2 [%] |  |  | 5 | 60 | Anke | 2012-07-19 19:33 | 2013-08-09 16:36 |  | no manual flagging performed |  |  | Flag_0: maintenance; Flag_1: man_flag; Flag_2: undef; Flag_3: limits; Flag_4: Spike thresh=1 toler=0.3 length=60
soil water content 0.05m 9/3 | 0.05 | 9 | 3 | Box09_Moist3 | Box09_Moist3 | % | Box09_Moist3 [%] |  |  | 5 | 60 | Anke | 2012-07-19 19:33 | 2013-08-09 16:36 |  | no manual flagging performed |  |  | Flag_0: maintenance; Flag_1: man_flag; Flag_2: undef; Flag_3: limits; Flag_4: Spike thresh=1 toler=0.3 length=60
soil water content 0.05m 9/4 | 0.05 | 9 | 4 | Box09_Moist4 | Box09_Moist4 | % | Box09_Moist4 [%] |  |  | 5 | 60 | Anke | 2012-07-19 19:33 | 2013-08-09 16:36 |  | no manual flagging performed |  |  | Flag_0: maintenance; Flag_1: man_flag; Flag_2: undef; Flag_3: limits; Flag_4: Spike thresh=1 toler=0.3 length=60
soil water content 0.05m 9/5 | 0.05 | 9 | 5 | Box09_Moist5 | Box09_Moist5 | % | Box09_Moist5 [%] |  |  | 5 | 60 | Anke | 2012-07-19 19:33 | 2013-08-09 16:36 |  | no manual flagging performed |  |  | Flag_0: maintenance; Flag_1: man_flag; Flag_2: undef; Flag_3: limits; Flag_4: Spike thresh=1 toler=0.3 length=60
soil water content 0.05m 9/6 | 0.05 | 9 | 6 | Box09_Moist6 | Box09_Moist6 | % | Box09_Moist6 [%] |  |  | 5 | 60 | Anke | 2012-07-19 19:33 | 2013-08-09 16:36 |  | no manual flagging performed |  |  | Flag_0: maintenance; Flag_1: man_flag; Flag_2: undef; Flag_3: limits; Flag_4: Spike thresh=1 toler=0.3 length=60
soil water content 0.1m 10/1 | 0.1 | 10 | 1 | SWC 0.1m 10/1 T1-L | Box10_Moist1 | % | Box10_Moist1 [%] | SoilSoilmoisture0_1mAvg15Min_10_1 | 17a2bf3f52597 | 5 | 60 | T1-L | 2013-12-12 11:47 | 2016-03-17 04:08 |  | left profile in Trench 1, north-east | 652288.379 | 5772995.2768 | Flag_0: maintenance; Flag_1: man_flag; Flag_2: undef; Flag_3: limits; Flag_4: Spike thresh=1 toler=0.3 length=60 |  | constant length=5h eps=0.0001 | install_date | compare_precip rise_thres=8.0/h prec_thres=0.1/h prec_length=1h | MAD deriv=2 z=7 length=180d
soil water content 0.2m 10/2 | 0.2 | 10 | 2 | SWC 0.2m 10/2 T1-L | Box10_Moist2 | % | Box10_Moist2 [%] | SoilSoilmoisture0_2mAvg15Min_10_2 | 17a2bf3f52597 | 5 | 60 | T1-L | 2013-12-12 11:47 | 2016-03-17 04:08 |  | left profile in Trench 1, north-east | 652288.379 | 5772995.2768 | Flag_0: maintenance; Flag_1: man_flag; Flag_2: undef; Flag_3: limits; Flag_4: Spike thresh=1 toler=0.3 length=60 |  | constant length=5h eps=0.0001 | install_date | compare_precip rise_thres=8.0/h prec_thres=0.1/h prec_length=1h | MAD deriv=2 z=7 length=180d
soil water content 0.3m 10/3 | 0.3 | 10 | 3 | SWC 0.3m 10/3 T1-L | Box10_Moist3 | % | Box10_Moist3 [%] | SoilSoilmoisture0_3mAvg15Min_10_3 | 17a2bf3f52597 | 5 | 60 | T1-L | 2013-12-12 11:47 | 2016-03-17 04:08 |  | left profile in Trench 1, north-east | 652288.379 | 5772995.2768 | Flag_0: maintenance; Flag_1: man_flag; Flag_2: undef; Flag_3: limits; Flag_4: Spike thresh=1 toler=0.3 length=60 |  | constant length=5h eps=0.0001 | install_date | compare_precip rise_thres=8.0/h prec_thres=0.1/h prec_length=1h | MAD deriv=2 z=7 length=180d
soil water content 0.4m 10/4 | 0.4 | 10 | 4 | SWC 0.4m 10/4 T1-L | Box10_Moist4 | % | Box10_Moist4 [%] | SoilSoilmoisture0_4mAvg15Min_10_4 | 17a2bf3f52597 | 5 | 60 | T1-L | 2013-12-12 11:47 | 2016-03-17 04:08 |  | left profile in Trench 1, north-east | 652288.379 | 5772995.2768 | Flag_0: maintenance; Flag_1: man_flag; Flag_2: undef; Flag_3: limits; Flag_4: Spike thresh=1 toler=0.3 length=60 |  | constant length=5h eps=0.0001 | install_date | compare_precip rise_thres=8.0/h prec_thres=0.1/h prec_length=1h | MAD deriv=2 z=7 length=180d
soil water content 0.5m 10/5 | 0.5 | 10 | 5 | SWC 0.5m 10/5 T1-L | Box10_Moist5 | % | Box10_Moist5 [%] | SoilSoilmoisture0_5mAvg15Min_10_5 | 17a2bf3f52597 | 5 | 60 | T1-L | 2013-12-12 11:47 | 2016-03-17 04:08 |  | left profile in Trench 1, north-east | 652288.379 | 5772995.2768 | Flag_0: maintenance; Flag_1: man_flag; Flag_2: undef; Flag_3: limits; Flag_4: Spike thresh=1 toler=0.3 length=60 |  | constant length=5h eps=0.0001 | install_date | compare_precip rise_thres=8.0/h prec_thres=0.1/h prec_length=1h | MAD deriv=2 z=7 length=180d
soil water content 0.6m 10/6 | 0.6 | 10 | 6 | SWC 0.6m 10/6 T1-L | Box10_Moist6 | % | Box10_Moist6 [%] | SoilSoilmoisture0_6mAvg15Min_10_6 | 17a2bf3f52597 | 5 | 60 | T1-L | 2013-12-12 11:47 | 2016-03-17 04:08 |  | left profile in Trench 1, north-east | 652288.379 | 5772995.2768 | Flag_0: maintenance; Flag_1: man_flag; Flag_2: undef; Flag_3: limits; Flag_4: Spike thresh=1 toler=0.3 length=60 |  | constant length=5h eps=0.0001 | install_date | compare_precip rise_thres=8.0/h prec_thres=0.1/h prec_length=1h | MAD deriv=2 z=7 length=180d
soil water content 0.1m 11/1 | 0.1 | 11 | 1 | SWC 0.1m 11/1 SR15 | Box11_Moist1 | % | Box11_Moist1 [%] | SoilSoilmoisture0_1mAvg15Min_11_1 | 4230a13866fdb | 5 | 60 | SR15 | 2013-09-12 13:31 | 2015-10-13 06:35 | 1.5m SW | despite heavy rain before, soil is quite dry in 30 cm | 652224.8474 | 5772964.4175 | Flag_0: maintenance; Flag_1: man_flag; Flag_2: undef; Flag_3: limits; Flag_4: Spike thresh=1 toler=0.3 length=60 |  | constant length=5h eps=0.0001 | install_date | compare_precip rise_thres=8.0/h prec_thres=0.1/h prec_length=1h | MAD deriv=2 z=7 length=180d
soil water content 0.3m 11/2 | 0.3 | 11 | 2 | SWC 0.3m 11/2 SR15 | Box11_Moist2 | % | Box11_Moist2 [%] | SoilSoilmoisture0_3mAvg15Min_11_2 | 4230a13866fdb | 5 | 60 | SR15 | 2013-09-12 13:31 | 2015-10-13 06:35 | 1.5m SW |  | 652224.8474 | 5772964.4175 | Flag_0: maintenance; Flag_1: man_flag; Flag_2: undef; Flag_3: limits; Flag_4: Spike thresh=1 toler=0.3 length=60 |  | constant length=5h eps=0.0001 | install_date | compare_precip rise_thres=8.0/h prec_thres=0.1/h prec_length=1h | MAD deriv=2 z=7 length=180d
soil water content 0.1m 11/3 | 0.1 | 11 | 3 | SWC 0.1m 11/3 SR19 | Box11_Moist3 | % | Box11_Moist3 [%] | SoilSoilmoisture0_1mAvg15Min_11_3 | 4230a13866fdb | 5 | 60 | SR19 | 2013-09-12 13:31 | 2015-10-13 06:35 | 1m S |  | 652211.4154 | 5772970.7063 | Flag_0: maintenance; Flag_1: man_flag; Flag_2: undef; Flag_3: limits; Flag_4: Spike thresh=1 toler=0.3 length=60 |  | constant length=5h eps=0.0001 | install_date | compare_precip rise_thres=8.0/h prec_thres=0.1/h prec_length=1h | MAD deriv=2 z=7 length=180d
soil water content 0.3m 11/4 | 0.3 | 11 | 4 | SWC 0.3m 11/4 SR19 | Box11_Moist4 | % | Box11_Moist4 [%] | SoilSoilmoisture0_3mAvg15Min_11_4 | 4230a13866fdb | 5 | 60 | SR19 | 2013-09-12 13:31 | 2015-10-13 06:35 | 1m S |  | 652211.4154 | 5772970.7063 | Flag_0: maintenance; Flag_1: man_flag; Flag_2: undef; Flag_3: limits; Flag_4: Spike thresh=1 toler=0.3 length=60 |  | constant length=5h eps=0.0001 | install_date | compare_precip rise_thres=8.0/h prec_thres=0.1/h prec_length=1h | MAD deriv=2 z=7 length=180d
soil water content 0.1m 11/5 | 0.1 | 11 | 5 | SWC 0.1m 11/5 SR20 | Box11_Moist5 | % | Box11_Moist5 [%] | SoilSoilmoisture0_1mAvg15Min_11_5 | 4230a13866fdb | 5 | 60 | SR20 | 2013-09-12 13:31 | 2015-10-13 06:35 | 1m N |  | 652207.6507 | 5772961.8378 | Flag_0: maintenance; Flag_1: man_flag; Flag_2: undef; Flag_3: limits; Flag_4: Spike thresh=1 toler=0.3 length=60 |  | constant length=5h eps=0.0001 | install_date | compare_precip rise_thres=8.0/h prec_thres=0.1/h prec_length=1h | MAD deriv=2 z=7 length=180d
soil water content 0.3m 11/6 | 0.3 | 11 | 6 | SWC 0.3m 11/6 SR20 | Box11_Moist6 | % | Box11_Moist6 [%] | SoilSoilmoisture0_3mAvg15Min_11_6 | 4230a13866fdb | 0 | 60 | SR20 | 2013-09-12 13:31 | 2015-10-13 06:35 | 1m N | Löß, loamy | 652207.6507 | 5772961.8378 | Flag_0: maintenance; Flag_1: man_flag; Flag_2: undef; Flag_3: limits; Flag_4: Spike thresh=1 toler=0.3 length=60 |  | constant length=5h eps=0.0001 | install_date | compare_precip rise_thres=8.0/h prec_thres=0.1/h prec_length=1h | MAD deriv=2 z=7 length=180d
soil water content 0.05m 12/1 | 0.05 | 12 | 1 | SWC 0.05m 12/1 NT2-R | Box12_Moist1 | % | Box12_Moist1 [%] | SoilSoilmoisture0_05mAvg15Min_12_1 | 4f746b56aadc3 | 0 | 60 | NT2-R | 2014-03-20 13:22 |  |  | right profile in SR-NT-Trench 2, north | 652259.429 | 5772990.697 | Flag_0: maintenance; Flag_1: man_flag; Flag_2: undef; Flag_3: limits; Flag_4: Spike thresh=1 toler=0.3 length=60 |  | constant length=5h eps=0.0001 | install_date | compare_precip rise_thres=8.0/h prec_thres=0.1/h prec_length=1h | MAD deriv=2 z=7 length=180d
soil water content 0.1m 12/2 | 0.1 | 12 | 2 | SWC 0.1m 12/2 NT2-R | Box12_Moist2 | % | Box12_Moist2 [%] | SoilSoilmoisture0_1mAvg15Min_12_2 | 4f746b56aadc3 | 5 | 60 | NT2-R | 2014-03-20 13:22 |  |  | right profile in SR-NT-Trench 2, north | 652259.429 | 5772990.697 | Flag_0: maintenance; Flag_1: man_flag; Flag_2: undef; Flag_3: limits; Flag_4: Spike thresh=1 toler=0.3 length=60 |  | constant length=5h eps=0.0001 | install_date | compare_precip rise_thres=8.0/h prec_thres=0.1/h prec_length=1h | MAD deriv=2 z=7 length=180d
soil water content 0.2m 12/3 | 0.2 | 12 | 3 | SWC 0.2m 12/3 NT2-R | Box12_Moist3 | % | Box12_Moist3 [%] | SoilSoilmoisture0_2mAvg15Min_12_3 | 4f746b56aadc3 | 5 | 60 | NT2-R | 2014-03-20 13:22 |  |  | right profile in SR-NT-Trench 2, north | 652259.429 | 5772990.697 | Flag_0: maintenance; Flag_1: man_flag; Flag_2: undef; Flag_3: limits; Flag_4: Spike thresh=1 toler=0.3 length=60 |  | constant length=5h eps=0.0001 | install_date | compare_precip rise_thres=8.0/h prec_thres=0.1/h prec_length=1h | MAD deriv=2 z=7 length=180d
soil water content 0.3m 12/4 | 0.3 | 12 | 4 | SWC 0.3m 12/4 NT2-R | Box12_Moist4 | % | Box12_Moist4 [%] | SoilSoilmoisture0_3mAvg15Min_12_4 | 4f746b56aadc3 | 5 | 60 | NT2-R | 2014-03-20 13:22 |  |  | right profile in SR-NT-Trench 2, north | 652259.429 | 5772990.697 | Flag_0: maintenance; Flag_1: man_flag; Flag_2: undef; Flag_3: limits; Flag_4: Spike thresh=1 toler=0.3 length=60 |  | constant length=5h eps=0.0001 | install_date | compare_precip rise_thres=8.0/h prec_thres=0.1/h prec_length=1h | MAD deriv=2 z=7 length=180d
soil water content 0.4m 12/5 | 0.4 | 12 | 5 | SWC 0.4m 12/5 NT2-R | Box12_Moist5 | % | Box12_Moist5 [%] | SoilSoilmoisture0_4mAvg15Min_12_5 | 4f746b56aadc3 | 5 | 60 | NT2-R | 2014-03-20 13:22 |  |  | right profile in SR-NT-Trench 2, north | 652259.429 | 5772990.697 | Flag_0: maintenance; Flag_1: man_flag; Flag_2: undef; Flag_3: limits; Flag_4: Spike thresh=1 toler=0.3 length=60 |  | constant length=5h eps=0.0001 | install_date | compare_precip rise_thres=8.0/h prec_thres=0.1/h prec_length=1h | MAD deriv=2 z=7 length=180d
soil water content 0.5m 12/6 | 0.5 | 12 | 6 | SWC 0.5m 12/6 NT2-R | Box12_Moist6 | % | Box12_Moist6 [%] | SoilSoilmoisture0_5mAvg15Min_12_6 | 4f746b56aadc3 | 5 | 60 | NT2-R | 2014-03-20 13:22 |  |  | right profile in SR-NT-Trench 2, north | 652259.429 | 5772990.697 | Flag_0: maintenance; Flag_1: man_flag; Flag_2: undef; Flag_3: limits; Flag_4: Spike thresh=1 toler=0.3 length=60 |  | constant length=5h eps=0.0001 | install_date | compare_precip rise_thres=8.0/h prec_thres=0.1/h prec_length=1h | MAD deriv=2 z=7 length=180d
soil water content 0.05m 13/1 | 0.05 | 13 | 1 | SWC 0.05m 13/1 T3-L | Box13_Moist1 | % | Box13_Moist1 [%] | SoilSoilmoisture0_05mAvg15Min_13_1 | f9bf7d1152b1a | 5 | 60 | T3-L | 2013-12-05 15:14 |  |  | left profile in Trench 3 | 652244.9608 | 5773025.231 | Flag_0: maintenance; Flag_1: man_flag; Flag_2: undef; Flag_3: limits; Flag_4: Spike thresh=1 toler=0.3 length=60 |  | constant length=5h eps=0.0001 | install_date | compare_precip rise_thres=8.0/h prec_thres=0.1/h prec_length=1h | MAD deriv=2 z=7 length=180d
soil water content 0.1m 13/2 | 0.1 | 13 | 2 | SWC 0.1m 13/2 T3-L | Box13_Moist2 | % | Box13_Moist2 [%] | SoilSoilmoisture0_1mAvg15Min_13_2 | f9bf7d1152b1a | 5 | 60 | T3-L | 2013-12-05 15:14 |  |  | left profile in Trench 3 | 652244.9608 | 5773025.231 | Flag_0: maintenance; Flag_1: man_flag; Flag_2: undef; Flag_3: limits; Flag_4: Spike thresh=1 toler=0.3 length=60 |  | constant length=5h eps=0.0001 | install_date | compare_precip rise_thres=8.0/h prec_thres=0.1/h prec_length=1h | MAD deriv=2 z=7 length=180d
soil water content 0.2m 13/3 | 0.2 | 13 | 3 | SWC 0.2m 13/3 T3-L | Box13_Moist3 | % | Box13_Moist3 [%] | SoilSoilmoisture0_2mAvg15Min_13_3 | f9bf7d1152b1a | 5 | 60 | T3-L | 2013-12-05 15:14 |  |  | left profile in Trench 3 | 652244.9608 | 5773025.231 | Flag_0: maintenance; Flag_1: man_flag; Flag_2: undef; Flag_3: limits; Flag_4: Spike thresh=1 toler=0.3 length=60 |  | constant length=5h eps=0.0001 | install_date | compare_precip rise_thres=8.0/h prec_thres=0.1/h prec_length=1h | MAD deriv=2 z=7 length=180d
soil water content 0.3m 13/4 | 0.3 | 13 | 4 | SWC 0.3m 13/4 T3-L | Box13_Moist4 | % | Box13_Moist4 [%] | SoilSoilmoisture0_3mAvg15Min_13_4 | f9bf7d1152b1a | 5 | 60 | T3-L | 2013-12-05 15:14 |  |  | left profile in Trench 3 | 652244.9608 | 5773025.231 | Flag_0: maintenance; Flag_1: man_flag; Flag_2: undef; Flag_3: limits; Flag_4: Spike thresh=1 toler=0.3 length=60 |  | constant length=5h eps=0.0001 | install_date | compare_precip rise_thres=8.0/h prec_thres=0.1/h prec_length=1h | MAD deriv=2 z=7 length=180d
soil water content 0.5m 13/5 | 0.5 | 13 | 5 | SWC 0.5m 13/5 T3-L | Box13_Moist5 | % | Box13_Moist5 [%] | SoilSoilmoisture0_5mAvg15Min_13_5 | f9bf7d1152b1a | 5 | 60 | T3-L | 2013-12-05 15:14 |  |  | left profile in Trench 3 | 652244.9608 | 5773025.231 | Flag_0: maintenance; Flag_1: man_flag; Flag_2: undef; Flag_3: limits; Flag_4: Spike thresh=1 toler=0.3 length=60 |  | constant length=5h eps=0.0001 | install_date | compare_precip rise_thres=8.0/h prec_thres=0.1/h prec_length=1h | MAD deriv=2 z=7 length=180d
soil water content 0.6m 13/6 | 0.6 | 13 | 6 | SWC 0.6m 13/6 T3-L | Box13_Moist6 | % | Box13_Moist6 [%] | SoilSoilmoisture0_6mAvg15Min_13_6 | f9bf7d1152b1a | 5 | 60 | T3-L | 2013-12-05 15:14 |  |  | left profile in Trench 3 | 652244.9608 | 5773025.231 | Flag_0: maintenance; Flag_1: man_flag; Flag_2: undef; Flag_3: limits; Flag_4: Spike thresh=1 toler=0.3 length=60 |  | constant length=5h eps=0.0001 | install_date | compare_precip rise_thres=8.0/h prec_thres=0.1/h prec_length=1h | MAD deriv=2 z=7 length=180d
soil water content 0.05m 14/1 | 0.05 | 14 | 1 | SWC 0.05m 14/1 T1-R | Box14_Moist1 | % | Box14_Moist1 [%] | SoilSoilmoisture0_05mAvg15Min_14_1 | 58fabbf759aa9 | 5 | 60 | T1-R | 2013-12-12 12:00 | 2016-07-26 23:42 |  | right profile in Trench 1, north-east | 652288.379 | 5772995.2768 | Flag_0: maintenance; Flag_1: man_flag; Flag_2: undef; Flag_3: limits; Flag_4: Spike thresh=1 toler=0.3 length=60 |  | constant length=5h eps=0.0001 | install_date | compare_precip rise_thres=8.0/h prec_thres=0.1/h prec_length=1h | MAD deriv=2 z=7 length=180d
soil water content 0.1m 14/2 | 0.1 | 14 | 2 | SWC 0.1m 14/2 T1-R | Box14_Moist2 | % | Box14_Moist2 [%] | SoilSoilmoisture0_1mAvg15Min_14_2 | 58fabbf759aa9 | 5 | 60 | T1-R | 2013-12-12 12:00 | 2016-07-26 23:42 |  | right profile in Trench 1, north-east | 652288.379 | 5772995.2768 | Flag_0: maintenance; Flag_1: man_flag; Flag_2: undef; Flag_3: limits; Flag_4: Spike thresh=1 toler=0.3 length=60 |  | constant length=5h eps=0.0001 | install_date | compare_precip rise_thres=8.0/h prec_thres=0.1/h prec_length=1h | MAD deriv=2 z=7 length=180d
soil water content 0.2m 14/3 | 0.2 | 14 | 3 | SWC 0.2m 14/3 T1-R | Box14_Moist3 | % | Box14_Moist3 [%] | SoilSoilmoisture0_2mAvg15Min_14_3 | 58fabbf759aa9 | 5 | 60 | T1-R | 2013-12-12 12:00 | 2016-07-26 23:42 |  | right profile in Trench 1, north-east | 652288.379 | 5772995.2768 | Flag_0: maintenance; Flag_1: man_flag; Flag_2: undef; Flag_3: limits; Flag_4: Spike thresh=1 toler=0.3 length=60 |  | constant length=5h eps=0.0001 | install_date | compare_precip rise_thres=8.0/h prec_thres=0.1/h prec_length=1h | MAD deriv=2 z=7 length=180d
soil water content 0.3m 14/4 | 0.3 | 14 | 4 | SWC 0.3m 14/4 T1-R | Box14_Moist4 | % | Box14_Moist4 [%] | SoilSoilmoisture0_3mAvg15Min_14_4 | 58fabbf759aa9 | 5 | 60 | T1-R | 2013-12-12 12:00 | 2016-07-26 23:42 |  | right profile in Trench 1, north-east | 652288.379 | 5772995.2768 | Flag_0: maintenance; Flag_1: man_flag; Flag_2: undef; Flag_3: limits; Flag_4: Spike thresh=1 toler=0.3 length=60 |  | constant length=5h eps=0.0001 | install_date | compare_precip rise_thres=8.0/h prec_thres=0.1/h prec_length=1h | MAD deriv=2 z=7 length=180d
soil water content 0.4m 14/5 | 0.4 | 14 | 5 | SWC 0.4m 14/5 T1-R | Box14_Moist5 | % | Box14_Moist5 [%] | SoilSoilmoisture0_4mAvg15Min_14_5 | 58fabbf759aa9 | 5 | 60 | T1-R | 2013-12-12 12:00 | 2016-07-26 23:42 |  | right profile in Trench 1, north-east | 652288.379 | 5772995.2768 | Flag_0: maintenance; Flag_1: man_flag; Flag_2: undef; Flag_3: limits; Flag_4: Spike thresh=1 toler=0.3 length=60 |  | constant length=5h eps=0.0001 | install_date | compare_precip rise_thres=8.0/h prec_thres=0.1/h prec_length=1h | MAD deriv=2 z=7 length=180d
soil water content 0.6m 14/6 | 0.6 | 14 | 6 | SWC 0.6m 14/6 T1-R | Box14_Moist6 | % | Box14_Moist6 [%] | SoilSoilmoisture0_6mAvg15Min_14_6 | 58fabbf759aa9 | 5 | 60 | T1-R | 2013-12-12 12:00 | 2016-07-26 23:42 |  | right profile in Trench 1, north-east | 652288.379 | 5772995.2768 | Flag_0: maintenance; Flag_1: man_flag; Flag_2: undef; Flag_3: limits; Flag_4: Spike thresh=1 toler=0.3 length=60 |  | constant length=5h eps=0.0001 | install_date | compare_precip rise_thres=8.0/h prec_thres=0.1/h prec_length=1h | MAD deriv=2 z=7 length=180d
soil water content 0.05m 15/1 | 0.05 | 15 | 1 | SWC 0.05m 15/1 NT2-L | Box15_Moist1 | % | Box15_Moist1 [%] | SoilSoilmoisture0_05mAvg15Min_15_1 | 0228ca26b2364 | 5 | 60 | NT2-L | 2014-03-18 14:46 |  |  | left profile in SR-NT-Trench 2, north | 652259.429 | 5772990.697 | Flag_0: maintenance; Flag_1: man_flag; Flag_2: undef; Flag_3: limits; Flag_4: Spike thresh=1 toler=0.3 length=60 |  | constant length=5h eps=0.0001 | install_date | compare_precip rise_thres=8.0/h prec_thres=0.1/h prec_length=1h | MAD deriv=2 z=7 length=180d
soil water content 0.1m 15/2 | 0.1 | 15 | 2 | SWC 0.1m 15/2 NT2-L | Box15_Moist2 | % | Box15_Moist2 [%] | SoilSoilmoisture0_1mAvg15Min_15_2 | 0228ca26b2364 | 0 | 60 | NT2-L | 2014-03-18 14:46 |  |  | left profile in SR-NT-Trench 2, north | 652259.429 | 5772990.697 | Flag_0: maintenance; Flag_1: man_flag; Flag_2: undef; Flag_3: limits; Flag_4: Spike thresh=1 toler=0.3 length=60 |  | constant length=5h eps=0.0001 | install_date | compare_precip rise_thres=8.0/h prec_thres=0.1/h prec_length=1h | MAD deriv=2 z=7 length=180d
soil water content 0.2m 15/3 | 0.2 | 15 | 3 | SWC 0.2m 15/3 NT2-L | Box15_Moist3 | % | Box15_Moist3 [%] | SoilSoilmoisture0_2mAvg15Min_15_3 | 0228ca26b2364 | 0 | 60 | NT2-L | 2014-03-18 14:46 |  |  | left profile in SR-NT-Trench 2, north-calibration OK? | 652259.429 | 5772990.697 | Flag_0: maintenance; Flag_1: man_flag; Flag_2: undef; Flag_3: limits; Flag_4: Spike thresh=1 toler=0.3 length=60 |  | constant length=5h eps=0.0001 | install_date | compare_precip rise_thres=8.0/h prec_thres=0.1/h prec_length=1h | MAD deriv=2 z=7 length=180d
soil water content 0.3m 15/4 | 0.3 | 15 | 4 | SWC 0.3m 15/4 NT2-L | Box15_Moist4 | % | Box15_Moist4 [%] | SoilSoilmoisture0_3mAvg15Min_15_4 | 0228ca26b2364 | 0 | 60 | NT2-L | 2014-03-18 14:46 |  |  | left profile in SR-NT-Trench 2, north-calibration OK? | 652259.429 | 5772990.697 | Flag_0: maintenance; Flag_1: man_flag; Flag_2: undef; Flag_3: limits; Flag_4: Spike thresh=1 toler=0.3 length=60 |  | constant length=5h eps=0.0001 | install_date | compare_precip rise_thres=8.0/h prec_thres=0.1/h prec_length=1h | MAD deriv=2 z=7 length=180d
soil water content 0.4m 15/5 | 0.4 | 15 | 5 | SWC 0.4m 15/5 NT2-L | Box15_Moist5 | % | Box15_Moist5 [%] | SoilSoilmoisture0_4mAvg15Min_15_5 | 0228ca26b2364 | 5 | 60 | NT2-L | 2014-03-18 14:46 |  |  | left profile in SR-NT-Trench 2, north | 652259.429 | 5772990.697 | Flag_0: maintenance; Flag_1: man_flag; Flag_2: undef; Flag_3: limits; Flag_4: Spike thresh=1 toler=0.3 length=60 |  | constant length=5h eps=0.0001 | install_date | compare_precip rise_thres=8.0/h prec_thres=0.1/h prec_length=1h | MAD deriv=2 z=7 length=180d
soil water content 0.5m 15/6 | 0.5 | 15 | 6 | SWC 0.5m 15/6 NT2-L | Box15_Moist6 | % | Box15_Moist6 [%] | SoilSoilmoisture0_5mAvg15Min_15_6 | 0228ca26b2364 | 5 | 60 | NT2-L | 2014-03-18 14:46 |  |  | left profile in SR-NT-Trench 2, north | 652259.429 | 5772990.697 | Flag_0: maintenance; Flag_1: man_flag; Flag_2: undef; Flag_3: limits; Flag_4: Spike thresh=1 toler=0.3 length=60 |  | constant length=5h eps=0.0001 | install_date | compare_precip rise_thres=8.0/h prec_thres=0.1/h prec_length=1h | MAD deriv=2 z=7 length=180d
soil water content 0.05m 16/1 | 0.05 | 16 | 1 | SWC 0.05m 16/1 T2-L | Box16_Moist1 | % | Box16_Moist1 [%] | SoilSoilmoisture0_05mAvg15Min_16_1 | cec483712561a | 2 | 60 | T2-L | 2013-12-12 11:52 | 2016-10-02 00:07 |  | left profile in Trench 2, east side | 652264.7454 | 5772981.4655 | Flag_0: maintenance; Flag_1: man_flag; Flag_2: undef; Flag_3: limits; Flag_4: Spike thresh=1 toler=0.3 length=60 |  | constant length=5h eps=0.0001 | install_date | compare_precip rise_thres=8.0/h prec_thres=0.1/h prec_length=1h | MAD deriv=2 z=7 length=180d
soil water content 0.1m 16/2 | 0.1 | 16 | 2 | SWC 0.1m 16/2 T2-L | Box16_Moist2 | % | Box16_Moist2 [%] | SoilSoilmoisture0_1mAvg15Min_16_2 | cec483712561a | 2 | 60 | T2-L | 2013-12-12 11:52 | 2016-10-02 00:07 |  | left profile in Trench 2, east side | 652264.7454 | 5772981.4655 | Flag_0: maintenance; Flag_1: man_flag; Flag_2: undef; Flag_3: limits; Flag_4: Spike thresh=1 toler=0.3 length=60 |  | constant length=5h eps=0.0001 | install_date | compare_precip rise_thres=8.0/h prec_thres=0.1/h prec_length=1h | MAD deriv=2 z=7 length=180d
soil water content 0.2m 16/3 | 0.2 | 16 | 3 | SWC 0.2m 16/3 T2-L | Box16_Moist3 | % | Box16_Moist3 [%] | SoilSoilmoisture0_2mAvg15Min_16_3 | cec483712561a | 2 | 60 | T2-L | 2013-12-12 11:52 | 2016-10-02 00:07 |  | left profile in Trench 2, east side | 652264.7454 | 5772981.4655 | Flag_0: maintenance; Flag_1: man_flag; Flag_2: undef; Flag_3: limits; Flag_4: Spike thresh=1 toler=0.3 length=60 |  | constant length=5h eps=0.0001 | install_date | compare_precip rise_thres=8.0/h prec_thres=0.1/h prec_length=1h | MAD deriv=2 z=7 length=180d
soil water content 0.3m 16/4 | 0.3 | 16 | 4 | SWC 0.3m 16/4 T2-L | Box16_Moist4 | % | Box16_Moist4 [%] | SoilSoilmoisture0_3mAvg15Min_16_4 | cec483712561a | 2 | 60 | T2-L | 2013-12-12 11:52 | 2016-10-02 00:07 |  | left profile in Trench 2, east side | 652264.7454 | 5772981.4655 | Flag_0: maintenance; Flag_1: man_flag; Flag_2: undef; Flag_3: limits; Flag_4: Spike thresh=1 toler=0.3 length=60 |  | constant length=5h eps=0.0001 | install_date | compare_precip rise_thres=8.0/h prec_thres=0.1/h prec_length=1h | MAD deriv=2 z=7 length=180d
soil water content 0.4m 16/5 | 0.4 | 16 | 5 | SWC 0.4m 16/5 T2-L | Box16_Moist5 | % | Box16_Moist5 [%] | SoilSoilmoisture0_4mAvg15Min_16_5 | cec483712561a | 2 | 60 | T2-L | 2013-12-12 11:52 | 2016-10-02 00:07 |  | left profile in Trench 2, east side | 652264.7454 | 5772981.4655 | Flag_0: maintenance; Flag_1: man_flag; Flag_2: undef; Flag_3: limits; Flag_4: Spike thresh=1 toler=0.3 length=60 |  | constant length=5h eps=0.0001 | install_date | compare_precip rise_thres=8.0/h prec_thres=0.1/h prec_length=1h | MAD deriv=2 z=7 length=180d
soil water content 0.6m 16/6 | 0.6 | 16 | 6 | SWC 0.6m 16/6 T2-L | Box16_Moist6 | % | Box16_Moist6 [%] | SoilSoilmoisture0_6mAvg15Min_16_6 | cec483712561a | 5 | 60 | T2-L | 2013-12-12 11:52 | 2016-10-02 00:07 |  | left profile in Trench 2, east side | 652264.7454 | 5772981.4655 | Flag_0: maintenance; Flag_1: man_flag; Flag_2: undef; Flag_3: limits; Flag_4: Spike thresh=1 toler=0.3 length=60 |  | constant length=5h eps=0.0001 | install_date | compare_precip rise_thres=8.0/h prec_thres=0.1/h prec_length=1h | MAD deriv=2 z=7 length=180d
soil water content 0.1m 17/1 | 0.1 | 17 | 1 | SWC 0.1m 17/1 T2-R | Box17_Moist1 | % | Box17_Moist1 [%] | SoilSoilmoisture0_1mAvg15Min_17_1 | fe1ec20c4fe49 | 5 | 60 | T2-R | 2013-12-12 11:46 | 2016-09-30 14:04 |  | right profile in Trench 2, east side | 652264.7454 | 5772981.4655 | Flag_0: maintenance; Flag_1: man_flag; Flag_2: undef; Flag_3: limits; Flag_4: Spike thresh=1 toler=0.3 length=60 |  | constant length=5h eps=0.0001 | install_date | compare_precip rise_thres=8.0/h prec_thres=0.1/h prec_length=1h | MAD deriv=2 z=7 length=180d
soil water content 0.2m 17/2 | 0.2 | 17 | 2 | SWC 0.2m 17/2 T2-R | Box17_Moist2 | % | Box17_Moist2 [%] | SoilSoilmoisture0_2mAvg15Min_17_2 | fe1ec20c4fe49 | 5 | 60 | T2-R | 2013-12-12 11:46 | 2016-09-30 14:04 |  | right profile in Trench 2, east side | 652264.7454 | 5772981.4655 | Flag_0: maintenance; Flag_1: man_flag; Flag_2: undef; Flag_3: limits; Flag_4: Spike thresh=1 toler=0.3 length=60 |  | constant length=5h eps=0.0001 | install_date | compare_precip rise_thres=8.0/h prec_thres=0.1/h prec_length=1h | MAD deriv=2 z=7 length=180d
soil water content 0.3m 17/3 | 0.3 | 17 | 3 | SWC 0.3m 17/3 T2-R | Box17_Moist3 | % | Box17_Moist3 [%] | SoilSoilmoisture0_3mAvg15Min_17_3 | fe1ec20c4fe49 | 5 | 60 | T2-R | 2013-12-12 11:46 | 2016-09-30 14:04 |  | right profile in Trench 2, east side | 652264.7454 | 5772981.4655 | Flag_0: maintenance; Flag_1: man_flag; Flag_2: undef; Flag_3: limits; Flag_4: Spike thresh=1 toler=0.3 length=60 |  | constant length=5h eps=0.0001 | install_date | compare_precip rise_thres=8.0/h prec_thres=0.1/h prec_length=1h | MAD deriv=2 z=7 length=180d
soil water content 0.4m 17/4 | 0.4 | 17 | 4 | SWC 0.4m 17/4 T2-R | Box17_Moist4 | % | Box17_Moist4 [%] | SoilSoilmoisture0_4mAvg15Min_17_4 | fe1ec20c4fe49 | 5 | 60 | T2-R | 2013-12-12 11:46 | 2016-09-30 14:04 |  | right profile in Trench 2, east side | 652264.7454 | 5772981.4655 | Flag_0: maintenance; Flag_1: man_flag; Flag_2: undef; Flag_3: limits; Flag_4: Spike thresh=1 toler=0.3 length=60 |  | constant length=5h eps=0.0001 | install_date | compare_precip rise_thres=8.0/h prec_thres=0.1/h prec_length=1h | MAD deriv=2 z=7 length=180d
soil water content 0.5m 17/5 | 0.5 | 17 | 5 | SWC 0.5m 17/5 T2-R | Box17_Moist5 | % | Box17_Moist5 [%] | SoilSoilmoisture0_5mAvg15Min_17_5 | fe1ec20c4fe49 | 5 | 60 | T2-R | 2013-12-12 11:46 | 2016-09-30 14:04 |  | right profile in Trench 2, east side | 652264.7454 | 5772981.4655 | Flag_0: maintenance; Flag_1: man_flag; Flag_2: undef; Flag_3: limits; Flag_4: Spike thresh=1 toler=0.3 length=60 |  | constant length=5h eps=0.0001 | install_date | compare_precip rise_thres=8.0/h prec_thres=0.1/h prec_length=1h | MAD deriv=2 z=7 length=180d
soil water content 0.6m 17/6 | 0.6 | 17 | 6 | SWC 0.6m 17/6 T2-R | Box17_Moist6 | % | Box17_Moist6 [%] | SoilSoilmoisture0_6mAvg15Min_17_6 | fe1ec20c4fe49 | 5 | 60 | T2-R | 2013-12-12 11:46 | 2016-09-30 14:04 |  | right profile in Trench 2, east side | 652264.7454 | 5772981.4655 | Flag_0: maintenance; Flag_1: man_flag; Flag_2: undef; Flag_3: limits; Flag_4: Spike thresh=1 toler=0.3 length=60 |  | constant length=5h eps=0.0001 | install_date | compare_precip rise_thres=8.0/h prec_thres=0.1/h prec_length=1h | MAD deriv=2 z=7 length=180d
soil water content 0.05m 18/1 | 0.05 | 18 | 1 | SWC 0.05m 18/1 NT1-R | Box18_Moist1 | % | Box18_Moist1 [%] | SoilSoilmoisture0_05mAvg15Min_18_1 | 55d11a3e6643d | 5 | 60 | NT1-R | 2014-03-20 13:27 | 2016-04-27 21:01 |  | right profile in SR-NT-Trench 1, north | 652292.3692 | 5772990.3855 | Flag_0: maintenance; Flag_1: man_flag; Flag_2: undef; Flag_3: limits; Flag_4: Spike thresh=1 toler=0.3 length=60 |  | constant length=5h eps=0.0001 | install_date | compare_precip rise_thres=8.0/h prec_thres=0.1/h prec_length=1h | MAD deriv=2 z=7 length=180d
soil water content 0.1m 18/2 | 0.1 | 18 | 2 | SWC 0.1m 18/2 NT1-R | Box18_Moist2 | % | Box18_Moist2 [%] | SoilSoilmoisture0_1mAvg15Min_18_2 | 55d11a3e6643d | 5 | 60 | NT1-R | 2014-03-20 13:27 | 2016-04-27 21:01 |  | right profile in SR-NT-Trench 1, north | 652292.3692 | 5772990.3855 | Flag_0: maintenance; Flag_1: man_flag; Flag_2: undef; Flag_3: limits; Flag_4: Spike thresh=1 toler=0.3 length=60 |  | constant length=5h eps=0.0001 | install_date | compare_precip rise_thres=8.0/h prec_thres=0.1/h prec_length=1h | MAD deriv=2 z=7 length=180d
soil water content 0.2m 18/3 | 0.2 | 18 | 3 | SWC 0.2m 18/3 NT1-R | Box18_Moist3 | % | Box18_Moist3 [%] | SoilSoilmoisture0_2mAvg15Min_18_3 | 55d11a3e6643d | 5 | 60 | NT1-R | 2014-03-20 13:27 | 2016-04-27 21:01 |  | right profile in SR-NT-Trench 1, north | 652292.3692 | 5772990.3855 | Flag_0: maintenance; Flag_1: man_flag; Flag_2: undef; Flag_3: limits; Flag_4: Spike thresh=1 toler=0.3 length=60 |  | constant length=5h eps=0.0001 | install_date | compare_precip rise_thres=8.0/h prec_thres=0.1/h prec_length=1h | MAD deriv=2 z=7 length=180d
soil water content 0.3m 18/4 | 0.3 | 18 | 4 | SWC 0.3m 18/4 NT1-R | Box18_Moist4 | % | Box18_Moist4 [%] | SoilSoilmoisture0_3mAvg15Min_18_4 | 55d11a3e6643d | 5 | 60 | NT1-R | 2014-03-20 13:27 | 2016-04-27 21:01 |  | right profile in SR-NT-Trench 1, north | 652292.3692 | 5772990.3855 | Flag_0: maintenance; Flag_1: man_flag; Flag_2: undef; Flag_3: limits; Flag_4: Spike thresh=1 toler=0.3 length=60 |  | constant length=5h eps=0.0001 | install_date | compare_precip rise_thres=8.0/h prec_thres=0.1/h prec_length=1h | MAD deriv=2 z=7 length=180d
soil water content 0.4m 18/5 | 0.4 | 18 | 5 | SWC 0.4m 18/5 NT1-R | Box18_Moist5 | % | Box18_Moist5 [%] | SoilSoilmoisture0_4mAvg15Min_18_5 | 55d11a3e6643d | 5 | 60 | NT1-R | 2014-03-20 13:27 | 2016-04-27 21:01 |  | right profile in SR-NT-Trench 1, north | 652292.3692 | 5772990.3855 | Flag_0: maintenance; Flag_1: man_flag; Flag_2: undef; Flag_3: limits; Flag_4: Spike thresh=1 toler=0.3 length=60 |  | constant length=5h eps=0.0001 | install_date | compare_precip rise_thres=8.0/h prec_thres=0.1/h prec_length=1h | MAD deriv=2 z=7 length=180d
soil water content 0.5m 18/6 | 0.5 | 18 | 6 | SWC 0.5m 18/6 NT1-R | Box18_Moist6 | % | Box18_Moist6 [%] | SoilSoilmoisture0_5mAvg15Min_18_6 | 55d11a3e6643d | 5 | 60 | NT1-R | 2014-03-20 13:27 | 2016-04-27 21:01 |  | right profile in SR-NT-Trench 1, north | 652292.3692 | 5772990.3855 | Flag_0: maintenance; Flag_1: man_flag; Flag_2: undef; Flag_3: limits; Flag_4: Spike thresh=1 toler=0.3 length=60 |  | constant length=5h eps=0.0001 | install_date | compare_precip rise_thres=8.0/h prec_thres=0.1/h prec_length=1h | MAD deriv=2 z=7 length=180d
soil water content 0.05m 19/1 | 0.05 | 19 | 1 | Box19_Moist1 | Box19_Moist1 | % | Box19_Moist1 [%] |  |  | 5 | 60 | Anke | 2012-07-24 16:10 | 2013-12-12 10:13 |  | no manual flagging performed |  |  | Flag_0: maintenance; Flag_1: man_flag; Flag_2: undef; Flag_3: limits; Flag_4: Spike thresh=1 toler=0.3 length=60
soil water content 0.05m 19/2 | 0.05 | 19 | 2 | Box19_Moist2 | Box19_Moist2 | % | Box19_Moist2 [%] |  |  | 5 | 60 | Anke | 2012-07-24 16:10 | 2013-12-12 10:13 |  | no manual flagging performed |  |  | Flag_0: maintenance; Flag_1: man_flag; Flag_2: undef; Flag_3: limits; Flag_4: Spike thresh=1 toler=0.3 length=60
soil water content 0.05m 19/3 | 0.05 | 19 | 3 | Box19_Moist3 | Box19_Moist3 | % | Box19_Moist3 [%] |  |  | 5 | 60 | Anke | 2012-07-24 16:10 | 2013-12-12 10:13 |  | no manual flagging performed |  |  | Flag_0: maintenance; Flag_1: man_flag; Flag_2: undef; Flag_3: limits; Flag_4: Spike thresh=1 toler=0.3 length=60
soil water content 0.05m 19/4 | 0.05 | 19 | 4 | Box19_Moist4 | Box19_Moist4 | % | Box19_Moist4 [%] |  |  | 5 | 60 | Anke | 2012-07-24 16:10 | 2013-12-12 10:13 |  | no manual flagging performed |  |  | Flag_0: maintenance; Flag_1: man_flag; Flag_2: undef; Flag_3: limits; Flag_4: Spike thresh=1 toler=0.3 length=60
soil water content 0.05m 19/5 | 0.05 | 19 | 5 | Box19_Moist5 | Box19_Moist5 | % | Box19_Moist5 [%] |  |  | 5 | 60 | Anke | 2012-07-24 16:10 | 2013-12-12 10:13 |  | no manual flagging performed |  |  | Flag_0: maintenance; Flag_1: man_flag; Flag_2: undef; Flag_3: limits; Flag_4: Spike thresh=1 toler=0.3 length=60
soil water content 0.05m 19/6 | 0.05 | 19 | 6 | Box19_Moist6 | Box19_Moist6 | % | Box19_Moist6 [%] |  |  | 5 | 60 | Anke | 2012-07-24 16:10 | 2013-12-12 10:13 |  | no manual flagging performed |  |  | Flag_0: maintenance; Flag_1: man_flag; Flag_2: undef; Flag_3: limits; Flag_4: Spike thresh=1 toler=0.3 length=60
soil water content 0.05m 20/1 | 0.05 | 20 | 1 | SWC 0.05m 20/1 SR-TC-Cont2-L | Box20_Moist1 | % | Box20_Moist1 [%] | SoilSoilmoisture0_05mAvg15Min_20_1 | 3c032d350c2dc | 5 | 60 | SR-TC-Cont2-L | 2013-12-12 13:06 | 2016-11-17 15:35 |  | left profile in SRCont2, east side, control litter | 652203.7423 | 5772982.1433 | Flag_0: maintenance; Flag_1: man_flag; Flag_2: undef; Flag_3: limits; Flag_4: Spike thresh=1 toler=0.3 length=60 |  | constant length=5h eps=0.0001 | install_date | compare_precip rise_thres=8.0/h prec_thres=0.1/h prec_length=1h | MAD deriv=2 z=7 length=180d
soil water content 0.1m 20/2 | 0.1 | 20 | 2 | SWC 0.1m 20/2 SR-TC-Cont2-L | Box20_Moist2 | % | Box20_Moist2 [%] | SoilSoilmoisture0_1mAvg15Min_20_2 | 3c032d350c2dc | 5 | 60 | SR-TC-Cont2-L | 2013-12-12 13:06 | 2016-11-17 15:35 |  | left profile in SRCont2, east side, control litter | 652203.7423 | 5772982.1433 | Flag_0: maintenance; Flag_1: man_flag; Flag_2: undef; Flag_3: limits; Flag_4: Spike thresh=1 toler=0.3 length=60 |  | constant length=5h eps=0.0001 | install_date | compare_precip rise_thres=8.0/h prec_thres=0.1/h prec_length=1h | MAD deriv=2 z=7 length=180d
soil water content 0.2m 20/3 | 0.2 | 20 | 3 | SWC 0.2m 20/3 SR-TC-Cont2-L | Box20_Moist3 | % | Box20_Moist3 [%] | SoilSoilmoisture0_2mAvg15Min_20_3 | 3c032d350c2dc | 5 | 60 | SR-TC-Cont2-L | 2013-12-12 13:06 | 2016-11-17 15:35 |  | left profile in SRCont2, east side, control litter | 652203.7423 | 5772982.1433 | Flag_0: maintenance; Flag_1: man_flag; Flag_2: undef; Flag_3: limits; Flag_4: Spike thresh=1 toler=0.3 length=60 |  | constant length=5h eps=0.0001 | install_date | compare_precip rise_thres=8.0/h prec_thres=0.1/h prec_length=1h | MAD deriv=2 z=7 length=180d
soil water content 0.3m 20/4 | 0.3 | 20 | 4 | SWC 0.3m 20/4 SR-TC-Cont2-L | Box20_Moist4 | % | Box20_Moist4 [%] | SoilSoilmoisture0_3mAvg15Min_20_4 | 3c032d350c2dc | 5 | 60 | SR-TC-Cont2-L | 2013-12-12 13:06 | 2016-11-17 15:35 |  | left profile in SRCont2, east side, control litter | 652203.7423 | 5772982.1433 | Flag_0: maintenance; Flag_1: man_flag; Flag_2: undef; Flag_3: limits; Flag_4: Spike thresh=1 toler=0.3 length=60 |  | constant length=5h eps=0.0001 | install_date | compare_precip rise_thres=8.0/h prec_thres=0.1/h prec_length=1h | MAD deriv=2 z=7 length=180d
soil water content 0.4m 20/5 | 0.4 | 20 | 5 | SWC 0.4m 20/5 SR-TC-Cont2-L | Box20_Moist5 | % | Box20_Moist5 [%] | SoilSoilmoisture0_4mAvg15Min_20_5 | 3c032d350c2dc | 5 | 60 | SR-TC-Cont2-L | 2013-12-12 13:06 | 2016-11-17 15:35 |  | left profile in SRCont2, east side, control litter | 652203.7423 | 5772982.1433 | Flag_0: maintenance; Flag_1: man_flag; Flag_2: undef; Flag_3: limits; Flag_4: Spike thresh=1 toler=0.3 length=60 |  | constant length=5h eps=0.0001 | install_date | compare_precip rise_thres=8.0/h prec_thres=0.1/h prec_length=1h | MAD deriv=2 z=7 length=180d
soil water content 0.6m 20/6 | 0.6 | 20 | 6 | SWC 0.6m 20/6 SR-TC-Cont2-L | Box20_Moist6 | % | Box20_Moist6 [%] | SoilSoilmoisture0_6mAvg15Min_20_6 | 3c032d350c2dc | 5 | 60 | SR-TC-Cont2-L | 2013-12-12 13:06 | 2016-11-17 15:35 |  | left profile in SRCont2, east side, control litter | 652203.7423 | 5772982.1433 | Flag_0: maintenance; Flag_1: man_flag; Flag_2: undef; Flag_3: limits; Flag_4: Spike thresh=1 toler=0.3 length=60 |  | constant length=5h eps=0.0001 | install_date | compare_precip rise_thres=8.0/h prec_thres=0.1/h prec_length=1h | MAD deriv=2 z=7 length=180d
soil water content 0.05m 21/1 | 0.05 | 21 | 1 | SWC 0.05m 21/1 NT4-R | Box21_Moist1 | % | Box21_Moist1 [%] | SoilSoilmoisture0_05mAvg15Min_21_1 | 12683fab98b6c | 5 | 60 | NT4-R | 2014-03-06 13:22 |  |  | right profile in NTrench 4, west | 652193.3144 | 5773010.7556 | Flag_0: maintenance; Flag_1: man_flag; Flag_2: undef; Flag_3: limits; Flag_4: Spike thresh=1 toler=0.3 length=60 |  | constant length=5h eps=0.0001 | install_date | compare_precip rise_thres=8.0/h prec_thres=0.1/h prec_length=1h | MAD deriv=2 z=7 length=180d
soil water content 0.1m 21/2 | 0.1 | 21 | 2 | SWC 0.1m 21/2 NT4-R | Box21_Moist2 | % | Box21_Moist2 [%] | SoilSoilmoisture0_1mAvg15Min_21_2 | 12683fab98b6c | 5 | 60 | NT4-R | 2014-03-06 13:22 |  |  | right profile in NTrench 4, west | 652193.3144 | 5773010.7556 | Flag_0: maintenance; Flag_1: man_flag; Flag_2: undef; Flag_3: limits; Flag_4: Spike thresh=1 toler=0.3 length=60 |  | constant length=5h eps=0.0001 | install_date | compare_precip rise_thres=8.0/h prec_thres=0.1/h prec_length=1h | MAD deriv=2 z=7 length=180d
soil water content 0.2m 21/3 | 0.2 | 21 | 3 | SWC 0.2m 21/3 NT4-R | Box21_Moist3 | % | Box21_Moist3 [%] | SoilSoilmoisture0_2mAvg15Min_21_3 | 12683fab98b6c | 5 | 60 | NT4-R | 2014-03-06 13:22 |  |  | right profile in NTrench 4, west | 652193.3144 | 5773010.7556 | Flag_0: maintenance; Flag_1: man_flag; Flag_2: undef; Flag_3: limits; Flag_4: Spike thresh=1 toler=0.3 length=60 |  | constant length=5h eps=0.0001 | install_date | compare_precip rise_thres=8.0/h prec_thres=0.1/h prec_length=1h | MAD deriv=2 z=7 length=180d
soil water content 0.3m 21/4 | 0.3 | 21 | 4 | SWC 0.3m 21/4 NT4-R | Box21_Moist4 | % | Box21_Moist4 [%] | SoilSoilmoisture0_3mAvg15Min_21_4 | 12683fab98b6c | 5 | 60 | NT4-R | 2014-03-06 13:22 |  |  | right profile in NTrench 4, west | 652193.3144 | 5773010.7556 | Flag_0: maintenance; Flag_1: man_flag; Flag_2: undef; Flag_3: limits; Flag_4: Spike thresh=1 toler=0.3 length=60 |  | constant length=5h eps=0.0001 | install_date | compare_precip rise_thres=8.0/h prec_thres=0.1/h prec_length=1h | MAD deriv=2 z=7 length=180d
soil water content 0.4m 21/5 | 0.4 | 21 | 5 | SWC 0.4m 21/5 NT4-R | Box21_Moist5 | % | Box21_Moist5 [%] | SoilSoilmoisture0_4mAvg15Min_21_5 | 12683fab98b6c | 5 | 60 | NT4-R | 2014-03-06 13:22 |  |  | right profile in NTrench 4, west | 652193.3144 | 5773010.7556 | Flag_0: maintenance; Flag_1: man_flag; Flag_2: undef; Flag_3: limits; Flag_4: Spike thresh=1 toler=0.3 length=60 |  | constant length=5h eps=0.0001 | install_date | compare_precip rise_thres=8.0/h prec_thres=0.1/h prec_length=1h | MAD deriv=2 z=7 length=180d
soil water content 0.5m 21/6 | 0.5 | 21 | 6 | SWC 0.5m 21/6 NT4-R | Box21_Moist6 | % | Box21_Moist6 [%] | SoilSoilmoisture0_5mAvg15Min_21_6 | 12683fab98b6c | 5 | 60 | NT4-R | 2014-03-06 13:22 |  |  | right profile in NTrench 4, west | 652193.3144 | 5773010.7556 | Flag_0: maintenance; Flag_1: man_flag; Flag_2: undef; Flag_3: limits; Flag_4: Spike thresh=1 toler=0.3 length=60 |  | constant length=5h eps=0.0001 | install_date | compare_precip rise_thres=8.0/h prec_thres=0.1/h prec_length=1h | MAD deriv=2 z=7 length=180d
soil water content 0.05m 22/1 | 0.05 | 22 | 1 | SWC 0.05m 22/1 NT3-L | Box22_Moist1 | % | Box22_Moist1 [%] | SoilSoilmoisture0_05mAvg15Min_22_1 | 55c7ddfaaddb5 | 5 | 60 | NT3-L | 2014-03-06 15:40 |  |  | left profile in NTrench 3, west | 652242.0808 | 5773033.0369 | Flag_0: maintenance; Flag_1: man_flag; Flag_2: undef; Flag_3: limits; Flag_4: Spike thresh=1 toler=0.3 length=60 |  | constant length=5h eps=0.0001 | install_date | compare_precip rise_thres=8.0/h prec_thres=0.1/h prec_length=1h | MAD deriv=2 z=7 length=180d
soil water content 0.1m 22/2 | 0.1 | 22 | 2 | SWC 0.1m 22/2 NT3-L | Box22_Moist2 | % | Box22_Moist2 [%] | SoilSoilmoisture0_1mAvg15Min_22_2 | 55c7ddfaaddb5 | 5 | 60 | NT3-L | 2014-03-06 15:40 |  |  | left profile in NTrench 3, west | 652242.0808 | 5773033.0369 | Flag_0: maintenance; Flag_1: man_flag; Flag_2: undef; Flag_3: limits; Flag_4: Spike thresh=1 toler=0.3 length=60 |  | constant length=5h eps=0.0001 | install_date | compare_precip rise_thres=8.0/h prec_thres=0.1/h prec_length=1h | MAD deriv=2 z=7 length=180d
soil water content 0.2m 22/3 | 0.2 | 22 | 3 | SWC 0.2m 22/3 NT3-L | Box22_Moist3 | % | Box22_Moist3 [%] | SoilSoilmoisture0_2mAvg15Min_22_3 | 55c7ddfaaddb5 | 5 | 60 | NT3-L | 2014-03-06 15:40 |  |  | left profile in NTrench 3, west | 652242.0808 | 5773033.0369 | Flag_0: maintenance; Flag_1: man_flag; Flag_2: undef; Flag_3: limits; Flag_4: Spike thresh=1 toler=0.3 length=60 |  | constant length=5h eps=0.0001 | install_date | compare_precip rise_thres=8.0/h prec_thres=0.1/h prec_length=1h | MAD deriv=2 z=7 length=180d
soil water content 0.3m 22/4 | 0.3 | 22 | 4 | SWC 0.3m 22/4 NT3-L | Box22_Moist4 | % | Box22_Moist4 [%] | SoilSoilmoisture0_3mAvg15Min_22_4 | 55c7ddfaaddb5 | 5 | 60 | NT3-L | 2014-03-06 15:40 |  |  | left profile in NTrench 3, west | 652242.0808 | 5773033.0369 | Flag_0: maintenance; Flag_1: man_flag; Flag_2: undef; Flag_3: limits; Flag_4: Spike thresh=1 toler=0.3 length=60 |  | constant length=5h eps=0.0001 | install_date | compare_precip rise_thres=8.0/h prec_thres=0.1/h prec_length=1h | MAD deriv=2 z=7 length=180d
soil water content 0.4m 22/5 | 0.4 | 22 | 5 | SWC 0.4m 22/5 NT3-L | Box22_Moist5 | % | Box22_Moist5 [%] | SoilSoilmoisture0_4mAvg15Min_22_5 | 55c7ddfaaddb5 | 5 | 60 | NT3-L | 2014-03-06 15:40 |  |  | left profile in NTrench 3, west | 652242.0808 | 5773033.0369 | Flag_0: maintenance; Flag_1: man_flag; Flag_2: undef; Flag_3: limits; Flag_4: Spike thresh=1 toler=0.3 length=60 |  | constant length=5h eps=0.0001 | install_date | compare_precip rise_thres=8.0/h prec_thres=0.1/h prec_length=1h | MAD deriv=2 z=7 length=180d
soil water content 0.5m 22/6 | 0.5 | 22 | 6 | SWC 0.5m 22/6 NT3-L | Box22_Moist6 | % | Box22_Moist6 [%] | SoilSoilmoisture0_5mAvg15Min_22_6 | 55c7ddfaaddb5 | 5 | 60 | NT3-L | 2014-03-06 15:40 |  |  | left profile in NTrench 3, west | 652242.0808 | 5773033.0369 | Flag_0: maintenance; Flag_1: man_flag; Flag_2: undef; Flag_3: limits; Flag_4: Spike thresh=1 toler=0.3 length=60 |  | constant length=5h eps=0.0001 | install_date | compare_precip rise_thres=8.0/h prec_thres=0.1/h prec_length=1h | MAD deriv=2 z=7 length=180d
soil water content 0.05m 23/1 | 0.05 | 23 | 1 | SWC 0.05m 23/1 SR-NTC-Cont2-R | Box23_Moist1 | % | Box23_Moist1 [%] | SoilSoilmoisture0_05mAvg15Min_23_1 | 2efd49e6258b4 | 5 | 60 | SR-NTC-Cont2-R | 2014-03-13 10:54 |  |  | right profile in SR-NT-Trench 1, west, control litter | 652202.3753 | 5772985.2699 | Flag_0: maintenance; Flag_1: man_flag; Flag_2: undef; Flag_3: limits; Flag_4: Spike thresh=1 toler=0.3 length=60 |  | constant length=5h eps=0.0001 | install_date | compare_precip rise_thres=8.0/h prec_thres=0.1/h prec_length=1h | MAD deriv=2 z=7 length=180d
soil water content 0.1m 23/2 | 0.1 | 23 | 2 | SWC 0.1m 23/2 SR-NTC-Cont2-R | Box23_Moist2 | % | Box23_Moist2 [%] | SoilSoilmoisture0_1mAvg15Min_23_2 | 2efd49e6258b4 | 5 | 60 | SR-NTC-Cont2-R | 2014-03-13 10:54 |  |  | right profile in SR-NT-Trench 1, west, control litter | 652202.3753 | 5772985.2699 | Flag_0: maintenance; Flag_1: man_flag; Flag_2: undef; Flag_3: limits; Flag_4: Spike thresh=1 toler=0.3 length=60 |  | constant length=5h eps=0.0001 | install_date | compare_precip rise_thres=8.0/h prec_thres=0.1/h prec_length=1h | MAD deriv=2 z=7 length=180d
soil water content 0.2m 23/3 | 0.2 | 23 | 3 | SWC 0.2m 23/3 SR-NTC-Cont2-R | Box23_Moist3 | % | Box23_Moist3 [%] | SoilSoilmoisture0_2mAvg15Min_23_3 | 2efd49e6258b4 | 5 | 60 | SR-NTC-Cont2-R | 2014-03-13 10:54 |  |  | right profile in SR-NT-Trench 1, west, control litter | 652202.3753 | 5772985.2699 | Flag_0: maintenance; Flag_1: man_flag; Flag_2: undef; Flag_3: limits; Flag_4: Spike thresh=1 toler=0.3 length=60 |  | constant length=5h eps=0.0001 | install_date | compare_precip rise_thres=8.0/h prec_thres=0.1/h prec_length=1h | MAD deriv=2 z=7 length=180d
soil water content 0.3m 23/4 | 0.3 | 23 | 4 | SWC 0.3m 23/4 SR-NTC-Cont2-R | Box23_Moist4 | % | Box23_Moist4 [%] | SoilSoilmoisture0_3mAvg15Min_23_4 | 2efd49e6258b4 | 5 | 60 | SR-NTC-Cont2-R | 2014-03-13 10:54 |  |  | right profile in SR-NT-Trench 1, west, control litter | 652202.3753 | 5772985.2699 | Flag_0: maintenance; Flag_1: man_flag; Flag_2: undef; Flag_3: limits; Flag_4: Spike thresh=1 toler=0.3 length=60 |  | constant length=5h eps=0.0001 | install_date | compare_precip rise_thres=8.0/h prec_thres=0.1/h prec_length=1h | MAD deriv=2 z=7 length=180d
soil water content 0.4m 23/5 | 0.4 | 23 | 5 | SWC 0.4m 23/5 SR-NTC-Cont2-R | Box23_Moist5 | % | Box23_Moist5 [%] | SoilSoilmoisture0_4mAvg15Min_23_5 | 2efd49e6258b4 | 5 | 60 | SR-NTC-Cont2-R | 2014-03-13 10:54 |  |  | right profile in SR-NT-Trench 1, west, control litter | 652202.3753 | 5772985.2699 | Flag_0: maintenance; Flag_1: man_flag; Flag_2: undef; Flag_3: limits; Flag_4: Spike thresh=1 toler=0.3 length=60 |  | constant length=5h eps=0.0001 | install_date | compare_precip rise_thres=8.0/h prec_thres=0.1/h prec_length=1h | MAD deriv=2 z=7 length=180d
soil water content 0.5m 23/6 | 0.5 | 23 | 6 | SWC 0.5m 23/6 SR-NTC-Cont2-R | Box23_Moist6 | % | Box23_Moist6 [%] | SoilSoilmoisture0_5mAvg15Min_23_6 | 2efd49e6258b4 | 5 | 60 | SR-NTC-Cont2-R | 2014-03-13 10:54 |  |  | right profile in SR-NT-Trench 1, west, control litter | 652202.3753 | 5772985.2699 | Flag_0: maintenance; Flag_1: man_flag; Flag_2: undef; Flag_3: limits; Flag_4: Spike thresh=1 toler=0.3 length=60 |  | constant length=5h eps=0.0001 | install_date | compare_precip rise_thres=8.0/h prec_thres=0.1/h prec_length=1h | MAD deriv=2 z=7 length=180d
soil water content 0.05m 24/1 | 0.05 | 24 | 1 | SWC 0.05m 24/1 NT1-L | Box24_Moist1 | % | Box24_Moist1 [%] | SoilSoilmoisture0_05mAvg15Min_24_1 | 334bb5cc7df65 | 5 | 60 | NT1-L | 2014-03-20 13:30 |  |  | left profile in SR-NT-Trench 1, north | 652292.3692 | 5772990.3855 | Flag_0: maintenance; Flag_1: man_flag; Flag_2: undef; Flag_3: limits; Flag_4: Spike thresh=1 toler=0.3 length=60 |  | constant length=5h eps=0.0001 | install_date | compare_precip rise_thres=8.0/h prec_thres=0.1/h prec_length=1h | MAD deriv=2 z=7 length=180d
soil water content 0.1m 24/2 | 0.1 | 24 | 2 | SWC 0.1m 24/2 NT1-L | Box24_Moist2 | % | Box24_Moist2 [%] | SoilSoilmoisture0_1mAvg15Min_24_2 | 334bb5cc7df65 | 5 | 60 | NT1-L | 2014-03-20 13:30 |  |  | left profile in SR-NT-Trench 1, north | 652292.3692 | 5772990.3855 | Flag_0: maintenance; Flag_1: man_flag; Flag_2: undef; Flag_3: limits; Flag_4: Spike thresh=1 toler=0.3 length=60 |  | constant length=5h eps=0.0001 | install_date | compare_precip rise_thres=8.0/h prec_thres=0.1/h prec_length=1h | MAD deriv=2 z=7 length=180d
soil water content 0.2m 24/3 | 0.2 | 24 | 3 | SWC 0.2m 24/3 NT1-L | Box24_Moist3 | % | Box24_Moist3 [%] | SoilSoilmoisture0_2mAvg15Min_24_3 | 334bb5cc7df65 | 5 | 60 | NT1-L | 2014-03-20 13:30 |  |  | left profile in SR-NT-Trench 1, north | 652292.3692 | 5772990.3855 | Flag_0: maintenance; Flag_1: man_flag; Flag_2: undef; Flag_3: limits; Flag_4: Spike thresh=1 toler=0.3 length=60 |  | constant length=5h eps=0.0001 | install_date | compare_precip rise_thres=8.0/h prec_thres=0.1/h prec_length=1h | MAD deriv=2 z=7 length=180d
soil water content 0.3m 24/4 | 0.3 | 24 | 4 | SWC 0.3m 24/4 NT1-L | Box24_Moist4 | % | Box24_Moist4 [%] | SoilSoilmoisture0_3mAvg15Min_24_4 | 334bb5cc7df65 | 5 | 60 | NT1-L | 2014-03-20 13:30 |  |  | left profile in SR-NT-Trench 1, north | 652292.3692 | 5772990.3855 | Flag_0: maintenance; Flag_1: man_flag; Flag_2: undef; Flag_3: limits; Flag_4: Spike thresh=1 toler=0.3 length=60 |  | constant length=5h eps=0.0001 | install_date | compare_precip rise_thres=8.0/h prec_thres=0.1/h prec_length=1h | MAD deriv=2 z=7 length=180d
soil water content 0.4m 24/5 | 0.4 | 24 | 5 | SWC 0.4m 24/5 NT1-L | Box24_Moist5 | % | Box24_Moist5 [%] | SoilSoilmoisture0_4mAvg15Min_24_5 | 334bb5cc7df65 | 5 | 60 | NT1-L | 2014-03-20 13:30 |  |  | left profile in SR-NT-Trench 1, north | 652292.3692 | 5772990.3855 | Flag_0: maintenance; Flag_1: man_flag; Flag_2: undef; Flag_3: limits; Flag_4: Spike thresh=1 toler=0.3 length=60 |  | constant length=5h eps=0.0001 | install_date | compare_precip rise_thres=8.0/h prec_thres=0.1/h prec_length=1h | MAD deriv=2 z=7 length=180d
soil water content 0.5m 24/6 | 0.5 | 24 | 6 | SWC 0.5m 24/6 NT1-L | Box24_Moist6 | % | Box24_Moist6 [%] | SoilSoilmoisture0_5mAvg15Min_24_6 | 334bb5cc7df65 | 5 | 60 | NT1-L | 2014-03-20 13:30 |  |  | left profile in SR-NT-Trench 1, north | 652292.3692 | 5772990.3855 | Flag_0: maintenance; Flag_1: man_flag; Flag_2: undef; Flag_3: limits; Flag_4: Spike thresh=1 toler=0.3 length=60 |  | constant length=5h eps=0.0001 | install_date | compare_precip rise_thres=8.0/h prec_thres=0.1/h prec_length=1h | MAD deriv=2 z=7 length=180d
soil water content 0.05m 25/1 | 0.05 | 25 | 1 | SWC 0.05m 25/1 SR-NTC-Cont2-L | Box25_Moist1 | % | Box25_Moist1 [%] | SoilSoilmoisture0_05mAvg15Min_25_1 | 337aca43161a0 | 5 | 60 | SR-NTC-Cont2-L | 2014-03-06 15:09 |  |  | left profile in SR-NT-Trench 1, west | 652202.3753 | 5772985.2699 | Flag_0: maintenance; Flag_1: man_flag; Flag_2: undef; Flag_3: limits; Flag_4: Spike thresh=1 toler=0.3 length=60 |  | constant length=5h eps=0.0001 | install_date | compare_precip rise_thres=8.0/h prec_thres=0.1/h prec_length=1h | MAD deriv=2 z=7 length=180d
soil water content 0.1m 25/2 | 0.1 | 25 | 2 | SWC 0.1m 25/2 SR-NTC-Cont2-L | Box25_Moist2 | % | Box25_Moist2 [%] | SoilSoilmoisture0_1mAvg15Min_25_2 | 337aca43161a0 | 5 | 60 | SR-NTC-Cont2-L | 2014-03-06 15:09 |  |  | left profile in SR-NT-Trench 1, west | 652202.3753 | 5772985.2699 | Flag_0: maintenance; Flag_1: man_flag; Flag_2: undef; Flag_3: limits; Flag_4: Spike thresh=1 toler=0.3 length=60 |  | constant length=5h eps=0.0001 | install_date | compare_precip rise_thres=8.0/h prec_thres=0.1/h prec_length=1h | MAD deriv=2 z=7 length=180d
soil water content 0.2m 25/3 | 0.2 | 25 | 3 | SWC 0.2m 25/3 SR-NTC-Cont2-L | Box25_Moist3 | % | Box25_Moist3 [%] | SoilSoilmoisture0_2mAvg15Min_25_3 | 337aca43161a0 | 5 | 60 | SR-NTC-Cont2-L | 2014-03-06 15:09 |  |  | left profile in SR-NT-Trench 1, west | 652202.3753 | 5772985.2699 | Flag_0: maintenance; Flag_1: man_flag; Flag_2: undef; Flag_3: limits; Flag_4: Spike thresh=1 toler=0.3 length=60 |  | constant length=5h eps=0.0001 | install_date | compare_precip rise_thres=8.0/h prec_thres=0.1/h prec_length=1h | MAD deriv=2 z=7 length=180d
soil water content 0.3m 25/4 | 0.3 | 25 | 4 | SWC 0.3m 25/4 SR-NTC-Cont2-L | Box25_Moist4 | % | Box25_Moist4 [%] | SoilSoilmoisture0_3mAvg15Min_25_4 | 337aca43161a0 | 5 | 60 | SR-NTC-Cont2-L | 2014-03-06 15:09 |  |  | left profile in SR-NT-Trench 1, west | 652202.3753 | 5772985.2699 | Flag_0: maintenance; Flag_1: man_flag; Flag_2: undef; Flag_3: limits; Flag_4: Spike thresh=1 toler=0.3 length=60 |  | constant length=5h eps=0.0001 | install_date | compare_precip rise_thres=8.0/h prec_thres=0.1/h prec_length=1h | MAD deriv=2 z=7 length=180d
soil water content 0.4m 25/5 | 0.4 | 25 | 5 | SWC 0.4m 25/5 SR-NTC-Cont2-L | Box25_Moist5 | % | Box25_Moist5 [%] | SoilSoilmoisture0_4mAvg15Min_25_5 | 337aca43161a0 | 5 | 60 | SR-NTC-Cont2-L | 2014-03-06 15:09 |  |  | left profile in SR-NT-Trench 1, west | 652202.3753 | 5772985.2699 | Flag_0: maintenance; Flag_1: man_flag; Flag_2: undef; Flag_3: limits; Flag_4: Spike thresh=1 toler=0.3 length=60 |  | constant length=5h eps=0.0001 | install_date | compare_precip rise_thres=8.0/h prec_thres=0.1/h prec_length=1h | MAD deriv=2 z=7 length=180d
soil water content 0.5m 25/6 | 0.5 | 25 | 6 | SWC 0.5m 25/6 SR-NTC-Cont2-L | Box25_Moist6 | % | Box25_Moist6 [%] | SoilSoilmoisture0_5mAvg15Min_25_6 | 337aca43161a0 | 5 | 60 | SR-NTC-Cont2-L | 2014-03-06 15:09 |  |  | left profile in SR-NT-Trench 1, west | 652202.3753 | 5772985.2699 | Flag_0: maintenance; Flag_1: man_flag; Flag_2: undef; Flag_3: limits; Flag_4: Spike thresh=1 toler=0.3 length=60 |  | constant length=5h eps=0.0001 | install_date | compare_precip rise_thres=8.0/h prec_thres=0.1/h prec_length=1h | MAD deriv=2 z=7 length=180d
soil water content 0.05m 26/1 | 0.1 | 26 | 1 | SWC 0.1m 26/1 Tree92-close | Box26_Moist1 | % | Box26_Moist1 [%] | SoilSoilmoisture0_1mAvg15Min_26_1 | 325ff9f8dc81d | 5 | 60 | TR92-close | 2013-07-04 14:12 |  | 0.1 | close to tree 92; leftover Anke | 652213.9383 | 5772998.9339 | Flag_0: maintenance; Flag_1: man_flag; Flag_2: undef; Flag_3: limits; Flag_4: Spike thresh=1 toler=0.3 length=60 |  | constant length=5h eps=0.0001 | install_date | compare_precip rise_thres=8.0/h prec_thres=0.1/h prec_length=1h | MAD deriv=2 z=7 length=180d
soil water content 0.1m 26/2 | 0.2 | 26 | 2 | SWC 0.2m 26/2 Tree92-close | Box26_Moist2 | % | Box26_Moist2 [%] | SoilSoilmoisture0_2mAvg15Min_26_2 | 325ff9f8dc81d | 5 | 60 | TR92-close | 2013-07-04 14:12 |  | 0.1 | close to tree 92; leftover Anke | 652213.9383 | 5772998.9339 | Flag_0: maintenance; Flag_1: man_flag; Flag_2: undef; Flag_3: limits; Flag_4: Spike thresh=1 toler=0.3 length=60 |  | constant length=5h eps=0.0001 | install_date | compare_precip rise_thres=8.0/h prec_thres=0.1/h prec_length=1h | MAD deriv=2 z=7 length=180d
soil water content 0.2m 26/3 | 0.3 | 26 | 3 | SWC 0.3m 26/3 Tree92-close | Box26_Moist3 | % | Box26_Moist3 [%] | SoilSoilmoisture0_3mAvg15Min_26_3 | 325ff9f8dc81d | 5 | 60 | TR92-close | 2013-07-04 14:12 |  | 0.1 | close to tree 92; leftover Anke | 652213.9383 | 5772998.9339 | Flag_0: maintenance; Flag_1: man_flag; Flag_2: undef; Flag_3: limits; Flag_4: Spike thresh=1 toler=0.3 length=60 |  | constant length=5h eps=0.0001 | install_date | compare_precip rise_thres=8.0/h prec_thres=0.1/h prec_length=1h | MAD deriv=2 z=7 length=180d
soil water content 0.3m 26/4 | 0.1 | 26 | 4 | SWC 0.1m 26/4 Tree92-far | Box26_Moist4 | % | Box26_Moist4 [%] | SoilSoilmoisture0_1mAvg15Min_26_4 | 325ff9f8dc81d | 0 | 60 | TR92-far | 2013-07-04 14:12 |  | 1 | close to tree 92; leftover Anke-calibration OK? | 652213.9383 | 5772998.9339 | Flag_0: maintenance; Flag_1: man_flag; Flag_2: undef; Flag_3: limits; Flag_4: Spike thresh=1 toler=0.3 length=60 |  | constant length=5h eps=0.0001 | install_date | compare_precip rise_thres=8.0/h prec_thres=0.1/h prec_length=1h | MAD deriv=2 z=7 length=180d
soil water content 0.4m 26/5 | 0.2 | 26 | 5 | SWC 0.2m 26/5 Tree92-far | Box26_Moist5 | % | Box26_Moist5 [%] | SoilSoilmoisture0_2mAvg15Min_26_5 | 325ff9f8dc81d | 5 | 60 | TR92-far | 2013-07-04 14:12 |  | 1 | close to tree 92; leftover Anke | 652213.9383 | 5772998.9339 | Flag_0: maintenance; Flag_1: man_flag; Flag_2: undef; Flag_3: limits; Flag_4: Spike thresh=1 toler=0.3 length=60 |  | constant length=5h eps=0.0001 | install_date | compare_precip rise_thres=8.0/h prec_thres=0.1/h prec_length=1h | MAD deriv=2 z=7 length=180d
soil water content 0.5m 26/6 | 0.3 | 26 | 6 | SWC 0.3m 26/6 Tree92-far | Box26_Moist6 | % | Box26_Moist6 [%] | SoilSoilmoisture0_3mAvg15Min_26_6 | 325ff9f8dc81d | 0 | 60 | TR92-far | 2013-07-04 14:12 |  | 1 | close to tree 92; leftover Anke-calibration OK? | 652213.9383 | 5772998.9339 | Flag_0: maintenance; Flag_1: man_flag; Flag_2: undef; Flag_3: limits; Flag_4: Spike thresh=1 toler=0.3 length=60 |  | constant length=5h eps=0.0001 | install_date | compare_precip rise_thres=8.0/h prec_thres=0.1/h prec_length=1h | MAD deriv=2 z=7 length=180d
soil water content 0.05m 27/1 | 0.05 | 27 | 1 | SWC 0.05m 27/1 NT3-R | Box27_Moist1 | % | Box27_Moist1 [%] | SoilSoilmoisture0_05mAvg15Min_27_1 | 08280ce10d6e0 | 5 | 60 | NT3-R | 2014-03-13 11:23 |  |  | right profile in NTrench 3, west | 652242.0808 | 5773033.0369 | Flag_0: maintenance; Flag_1: man_flag; Flag_2: undef; Flag_3: limits; Flag_4: Spike thresh=1 toler=0.3 length=60 |  | constant length=5h eps=0.0001 | install_date | compare_precip rise_thres=8.0/h prec_thres=0.1/h prec_length=1h | MAD deriv=2 z=7 length=180d
soil water content 0.1m 27/2 | 0.1 | 27 | 2 | SWC 0.1m 27/2 NT3-R | Box27_Moist2 | % | Box27_Moist2 [%] | SoilSoilmoisture0_1mAvg15Min_27_2 | 08280ce10d6e0 | 5 | 60 | NT3-R | 2014-03-13 11:23 |  |  | right profile in NTrench 3, west | 652242.0808 | 5773033.0369 | Flag_0: maintenance; Flag_1: man_flag; Flag_2: undef; Flag_3: limits; Flag_4: Spike thresh=1 toler=0.3 length=60 |  | constant length=5h eps=0.0001 | install_date | compare_precip rise_thres=8.0/h prec_thres=0.1/h prec_length=1h | MAD deriv=2 z=7 length=180d
soil water content 0.2m 27/3 | 0.2 | 27 | 3 | SWC 0.2m 27/3 NT3-R | Box27_Moist3 | % | Box27_Moist3 [%] | SoilSoilmoisture0_2mAvg15Min_27_3 | 08280ce10d6e0 | 5 | 60 | NT3-R | 2014-03-13 11:23 |  |  | right profile in NTrench 3, west | 652242.0808 | 5773033.0369 | Flag_0: maintenance; Flag_1: man_flag; Flag_2: undef; Flag_3: limits; Flag_4: Spike thresh=1 toler=0.3 length=60 |  | constant length=5h eps=0.0001 | install_date | compare_precip rise_thres=8.0/h prec_thres=0.1/h prec_length=1h | MAD deriv=2 z=7 length=180d
soil water content 0.3m 27/4 | 0.3 | 27 | 4 | SWC 0.3m 27/4 NT3-R | Box27_Moist4 | % | Box27_Moist4 [%] | SoilSoilmoisture0_3mAvg15Min_27_4 | 08280ce10d6e0 | 5 | 60 | NT3-R | 2014-03-13 11:23 |  |  | right profile in NTrench 3, west | 652242.0808 | 5773033.0369 | Flag_0: maintenance; Flag_1: man_flag; Flag_2: undef; Flag_3: limits; Flag_4: Spike thresh=1 toler=0.3 length=60 |  | constant length=5h eps=0.0001 | install_date | compare_precip rise_thres=8.0/h prec_thres=0.1/h prec_length=1h | MAD deriv=2 z=7 length=180d
soil water content 0.4m 27/5 | 0.4 | 27 | 5 | SWC 0.4m 27/5 NT3-R | Box27_Moist5 | % | Box27_Moist5 [%] | SoilSoilmoisture0_4mAvg15Min_27_5 | 08280ce10d6e0 | 5 | 60 | NT3-R | 2014-03-13 11:23 |  |  | right profile in NTrench 3, west | 652242.0808 | 5773033.0369 | Flag_0: maintenance; Flag_1: man_flag; Flag_2: undef; Flag_3: limits; Flag_4: Spike thresh=1 toler=0.3 length=60 |  | constant length=5h eps=0.0001 | install_date | compare_precip rise_thres=8.0/h prec_thres=0.1/h prec_length=1h | MAD deriv=2 z=7 length=180d
soil water content 0.5m 27/6 | 0.5 | 27 | 6 | SWC 0.5m 27/6 NT3-R | Box27_Moist6 | % | Box27_Moist6 [%] | SoilSoilmoisture0_5mAvg15Min_27_6 | 08280ce10d6e0 | 5 | 60 | NT3-R | 2014-03-13 11:23 |  |  | right profile in NTrench 3, west | 652242.0808 | 5773033.0369 | Flag_0: maintenance; Flag_1: man_flag; Flag_2: undef; Flag_3: limits; Flag_4: Spike thresh=1 toler=0.3 length=60 |  | constant length=5h eps=0.0001 | install_date | compare_precip rise_thres=8.0/h prec_thres=0.1/h prec_length=1h | MAD deriv=2 z=7 length=180d
soil water content 0.05m 28/1 | 0.05 | 28 | 1 | SWC 0.05m 28/1 SR-NTDL-Cont1-R | Box28_Moist1 | % | Box28_Moist1 [%] | SoilSoilmoisture0_05mAvg15Min_28_1 | f94beaa3e9504 | 5 | 60 | SR-NTDL-Cont1-R | 2014-03-06 14:41 |  |  | right profile in SR-NT-Cont-Trench 1, south | 652195.8766 | 5772995.2438 | Flag_0: maintenance; Flag_1: man_flag; Flag_2: undef; Flag_3: limits; Flag_4: Spike thresh=1 toler=0.3 length=60 |  | constant length=5h eps=0.0001 | install_date | compare_precip rise_thres=8.0/h prec_thres=0.1/h prec_length=1h | MAD deriv=2 z=7 length=180d
soil water content 0.1m 28/2 | 0.1 | 28 | 2 | SWC 0.1m 28/2 SR-NTDL-Cont1-R | Box28_Moist2 | % | Box28_Moist2 [%] | SoilSoilmoisture0_1mAvg15Min_28_2 | f94beaa3e9504 | 5 | 60 | SR-NTDL-Cont1-R | 2014-03-06 14:41 |  |  | right profile in SR-NT-Cont-Trench 1, south | 652195.8766 | 5772995.2438 | Flag_0: maintenance; Flag_1: man_flag; Flag_2: undef; Flag_3: limits; Flag_4: Spike thresh=1 toler=0.3 length=60 |  | constant length=5h eps=0.0001 | install_date | compare_precip rise_thres=8.0/h prec_thres=0.1/h prec_length=1h | MAD deriv=2 z=7 length=180d
soil water content 0.2m 28/3 | 0.2 | 28 | 3 | SWC 0.2m 28/3 SR-NTDL-Cont1-R | Box28_Moist3 | % | Box28_Moist3 [%] | SoilSoilmoisture0_2mAvg15Min_28_3 | f94beaa3e9504 | 5 | 60 | SR-NTDL-Cont1-R | 2014-03-06 14:41 |  |  | right profile in SR-NT-Cont-Trench 1, south, close to a root | 652195.8766 | 5772995.2438 | Flag_0: maintenance; Flag_1: man_flag; Flag_2: undef; Flag_3: limits; Flag_4: Spike thresh=1 toler=0.3 length=60 |  | constant length=5h eps=0.0001 | install_date | compare_precip rise_thres=8.0/h prec_thres=0.1/h prec_length=1h | MAD deriv=2 z=7 length=180d
soil water content 0.3m 28/4 | 0.3 | 28 | 4 | SWC 0.3m 28/4 SR-NTDL-Cont1-R | Box28_Moist4 | % | Box28_Moist4 [%] | SoilSoilmoisture0_3mAvg15Min_28_4 | f94beaa3e9504 | 5 | 60 | SR-NTDL-Cont1-R | 2014-03-06 14:41 |  |  | right profile in SR-NT-Cont-Trench 1, south | 652195.8766 | 5772995.2438 | Flag_0: maintenance; Flag_1: man_flag; Flag_2: undef; Flag_3: limits; Flag_4: Spike thresh=1 toler=0.3 length=60 |  | constant length=5h eps=0.0001 | install_date | compare_precip rise_thres=8.0/h prec_thres=0.1/h prec_length=1h | MAD deriv=2 z=7 length=180d
soil water content 0.4m 28/5 | 0.4 | 28 | 5 | SWC 0.4m 28/5 SR-NTDL-Cont1-R | Box28_Moist5 | % | Box28_Moist5 [%] | SoilSoilmoisture0_4mAvg15Min_28_5 | f94beaa3e9504 | 5 | 60 | SR-NTDL-Cont1-R | 2014-03-06 14:41 | 2015-03-26 03:47 |  | right profile in SR-NT-Cont-Trench 1, south, destroyed by rodent | 652195.8766 | 5772995.2438 | Flag_0: maintenance; Flag_1: man_flag; Flag_2: undef; Flag_3: limits; Flag_4: Spike thresh=1 toler=0.3 length=60 |  | constant length=5h eps=0.0001 | install_date | compare_precip rise_thres=8.0/h prec_thres=0.1/h prec_length=1h | MAD deriv=2 z=7 length=180d
soil water content 0.5m 28/5 | 0.5 | 28 | 5 | SWC 0.5m 28/5 SR-NTDL-Cont1-R | Box28_Moist5 | % | Box28_Moist5 [%] | SoilSoilmoisture0_5mAvg15Min_28_5 | f94beaa3e9504 | 5 | 60 | SR-NTDL-Cont1-R | 2015-05-07 13:33 |  |  | right profile in SR-NT-Cont-Trench 1, south, destroyed by rodent | 652195.8766 | 5772995.2438 | Flag_0: maintenance; Flag_1: man_flag; Flag_2: undef; Flag_3: limits; Flag_4: Spike thresh=1 toler=0.3 length=60 |  | constant length=5h eps=0.0001 | install_date | compare_precip rise_thres=8.0/h prec_thres=0.1/h prec_length=1h | MAD deriv=2 z=7 length=180d
soil water content 0.4m 28/6 | 0.4 | 28 | 6 | SWC 0.4m 28/6 SR-NTDL-Cont1-R | Box28_Moist6 | % | Box28_Moist6 [%] | SoilSoilmoisture0_4mAvg15Min_28_6 | f94beaa3e9504 | 5 | 60 | SR-NTDL-Cont1-R | 2015-05-07 13:33 |  |  | right profile in SR-NT-Cont-Trench 1, south, destroyed by rodent | 652195.8766 | 5772995.2438 | Flag_0: maintenance; Flag_1: man_flag; Flag_2: undef; Flag_3: limits; Flag_4: Spike thresh=1 toler=0.3 length=60 |  | constant length=5h eps=0.0001 | install_date | compare_precip rise_thres=8.0/h prec_thres=0.1/h prec_length=1h | MAD deriv=2 z=7 length=180d
soil water content 0.5m 28/6 | 0.5 | 28 | 6 | SWC 0.5m 28/6 SR-NTDL-Cont1-R | Box28_Moist6 | % | Box28_Moist6 [%] | SoilSoilmoisture0_5mAvg15Min_28_6 | f94beaa3e9504 | 5 | 60 | SR-NTDL-Cont1-R | 2014-03-06 14:41 | 2015-03-26 03:47 |  | right profile in SR-NT-Cont-Trench 1, south | 652195.8766 | 5772995.2438 | Flag_0: maintenance; Flag_1: man_flag; Flag_2: undef; Flag_3: limits; Flag_4: Spike thresh=1 toler=0.3 length=60 |  | constant length=5h eps=0.0001 | install_date | compare_precip rise_thres=8.0/h prec_thres=0.1/h prec_length=1h | MAD deriv=2 z=7 length=180d
soil water content 0.1m 29/1 | 0.1 | 29 | 1 | SWC 0.1m 29/1 SR-TC-Cont2-R | Box29_Moist1 | % | Box29_Moist1 [%] | SoilSoilmoisture0_1mAvg15Min_29_1 | 5ec7772409f79 | 5 | 60 | SR-TC-Cont2-R | 2013-12-12 12:49 |  |  | right profile in SRCont2, east side | 652203.7423 | 5772982.1433 | Flag_0: maintenance; Flag_1: man_flag; Flag_2: undef; Flag_3: limits; Flag_4: Spike thresh=1 toler=0.3 length=60 |  | constant length=5h eps=0.0001 | install_date | compare_precip rise_thres=8.0/h prec_thres=0.1/h prec_length=1h | MAD deriv=2 z=7 length=180d
soil water content 0.2m 29/2 | 0.2 | 29 | 2 | SWC 0.2m 29/2 SR-TC-Cont2-R | Box29_Moist2 | % | Box29_Moist2 [%] | SoilSoilmoisture0_2mAvg15Min_29_2 | 5ec7772409f79 | 5 | 60 | SR-TC-Cont2-R | 2013-12-12 12:49 |  |  | right profile in SRCont2, east side | 652203.7423 | 5772982.1433 | Flag_0: maintenance; Flag_1: man_flag; Flag_2: undef; Flag_3: limits; Flag_4: Spike thresh=1 toler=0.3 length=60 |  | constant length=5h eps=0.0001 | install_date | compare_precip rise_thres=8.0/h prec_thres=0.1/h prec_length=1h | MAD deriv=2 z=7 length=180d
soil water content 0.3m 29/3 | 0.3 | 29 | 3 | SWC 0.3m 29/3 SR-TC-Cont2-R | Box29_Moist3 | % | Box29_Moist3 [%] | SoilSoilmoisture0_3mAvg15Min_29_3 | 5ec7772409f79 | 5 | 60 | SR-TC-Cont2-R | 2013-12-12 12:49 |  |  | right profile in SRCont2, east side | 652203.7423 | 5772982.1433 | Flag_0: maintenance; Flag_1: man_flag; Flag_2: undef; Flag_3: limits; Flag_4: Spike thresh=1 toler=0.3 length=60 |  | constant length=5h eps=0.0001 | install_date | compare_precip rise_thres=8.0/h prec_thres=0.1/h prec_length=1h | MAD deriv=2 z=7 length=180d
soil water content 0.4m 29/4 | 0.4 | 29 | 4 | SWC 0.4m 29/4 SR-TC-Cont2-R | Box29_Moist4 | % | Box29_Moist4 [%] | SoilSoilmoisture0_4mAvg15Min_29_4 | 5ec7772409f79 | 5 | 60 | SR-TC-Cont2-R | 2013-12-12 12:49 |  |  | right profile in SRCont2, east side | 652203.7423 | 5772982.1433 | Flag_0: maintenance; Flag_1: man_flag; Flag_2: undef; Flag_3: limits; Flag_4: Spike thresh=1 toler=0.3 length=60 |  | constant length=5h eps=0.0001 | install_date | compare_precip rise_thres=8.0/h prec_thres=0.1/h prec_length=1h | MAD deriv=2 z=7 length=180d
soil water content 0.5m 29/5 | 0.5 | 29 | 5 | SWC 0.5m 29/5 SR-TC-Cont2-R | Box29_Moist5 | % | Box29_Moist5 [%] | SoilSoilmoisture0_5mAvg15Min_29_5 | 5ec7772409f79 | 5 | 60 | SR-TC-Cont2-R | 2013-12-12 12:49 |  |  | right profile in SRCont2, east side | 652203.7423 | 5772982.1433 | Flag_0: maintenance; Flag_1: man_flag; Flag_2: undef; Flag_3: limits; Flag_4: Spike thresh=1 toler=0.3 length=60 |  | constant length=5h eps=0.0001 | install_date | compare_precip rise_thres=8.0/h prec_thres=0.1/h prec_length=1h | MAD deriv=2 z=7 length=180d
soil water content 0.6m 29/6 | 0.6 | 29 | 6 | SWC 0.6m 29/6 SR-TC-Cont2-R | Box29_Moist6 | % | Box29_Moist6 [%] | SoilSoilmoisture0_6mAvg15Min_29_6 | 5ec7772409f79 | 5 | 60 | SR-TC-Cont2-R | 2013-12-12 12:49 |  |  | right profile in SRCont2, east side | 652203.7423 | 5772982.1433 | Flag_0: maintenance; Flag_1: man_flag; Flag_2: undef; Flag_3: limits; Flag_4: Spike thresh=1 toler=0.3 length=60 |  | constant length=5h eps=0.0001 | install_date | compare_precip rise_thres=8.0/h prec_thres=0.1/h prec_length=1h | MAD deriv=2 z=7 length=180d
soil water content 0.1m 30/1 | 0.1 | 30 | 1 | SWC 0.1m 30/1 T4-L | Box30_Moist1 | % | Box30_Moist1 [%] | SoilSoilmoisture0_1mAvg15Min_30_1 | 3489501adf1a3 | 5 | 60 | T4-L | 2013-12-12 12:20 | 2016-02-21 06:01 |  | left profile in Trench 4, east side | 652201.9042 | 5773019.017 | Flag_0: maintenance; Flag_1: man_flag; Flag_2: undef; Flag_3: limits; Flag_4: Spike thresh=1 toler=0.3 length=60 |  | constant length=5h eps=0.0001 | install_date | compare_precip rise_thres=8.0/h prec_thres=0.1/h prec_length=1h | MAD deriv=2 z=7 length=180d
soil water content 0.2m 30/2 | 0.2 | 30 | 2 | SWC 0.2m 30/2 T4-L | Box30_Moist2 | % | Box30_Moist2 [%] | SoilSoilmoisture0_2mAvg15Min_30_2 | 3489501adf1a3 | 5 | 60 | T4-L | 2013-12-12 12:20 | 2016-02-21 06:01 |  | left profile in Trench 4, east side | 652201.9042 | 5773019.017 | Flag_0: maintenance; Flag_1: man_flag; Flag_2: undef; Flag_3: limits; Flag_4: Spike thresh=1 toler=0.3 length=60 |  | constant length=5h eps=0.0001 | install_date | compare_precip rise_thres=8.0/h prec_thres=0.1/h prec_length=1h | MAD deriv=2 z=7 length=180d
soil water content 0.3m 30/3 | 0.3 | 30 | 3 | SWC 0.3m 30/3 T4-L | Box30_Moist3 | % | Box30_Moist3 [%] | SoilSoilmoisture0_3mAvg15Min_30_3 | 3489501adf1a3 | 5 | 60 | T4-L | 2013-12-12 12:20 | 2016-02-21 06:01 |  | left profile in Trench 4, east side | 652201.9042 | 5773019.017 | Flag_0: maintenance; Flag_1: man_flag; Flag_2: undef; Flag_3: limits; Flag_4: Spike thresh=1 toler=0.3 length=60 |  | constant length=5h eps=0.0001 | install_date | compare_precip rise_thres=8.0/h prec_thres=0.1/h prec_length=1h | MAD deriv=2 z=7 length=180d
soil water content 0.4m 30/4 | 0.4 | 30 | 4 | SWC 0.4m 30/4 T4-L | Box30_Moist4 | % | Box30_Moist4 [%] | SoilSoilmoisture0_4mAvg15Min_30_4 | 3489501adf1a3 | 5 | 60 | T4-L | 2013-12-12 12:20 | 2016-02-21 06:01 |  | left profile in Trench 4, east side | 652201.9042 | 5773019.017 | Flag_0: maintenance; Flag_1: man_flag; Flag_2: undef; Flag_3: limits; Flag_4: Spike thresh=1 toler=0.3 length=60 |  | constant length=5h eps=0.0001 | install_date | compare_precip rise_thres=8.0/h prec_thres=0.1/h prec_length=1h | MAD deriv=2 z=7 length=180d
soil water content 0.5m 30/5 | 0.5 | 30 | 5 | SWC 0.5m 30/5 T4-L | Box30_Moist5 | % | Box30_Moist5 [%] | SoilSoilmoisture0_5mAvg15Min_30_5 | 3489501adf1a3 | 5 | 60 | T4-L | 2013-12-12 12:20 | 2016-02-21 06:01 |  | left profile in Trench 4, east side | 652201.9042 | 5773019.017 | Flag_0: maintenance; Flag_1: man_flag; Flag_2: undef; Flag_3: limits; Flag_4: Spike thresh=1 toler=0.3 length=60 |  | constant length=5h eps=0.0001 | install_date | compare_precip rise_thres=8.0/h prec_thres=0.1/h prec_length=1h | MAD deriv=2 z=7 length=180d
soil water content 0.6m 30/6 | 0.6 | 30 | 6 | SWC 0.6m 30/6 T4-L | Box30_Moist6 | % | Box30_Moist6 [%] | SoilSoilmoisture0_6mAvg15Min_30_6 | 3489501adf1a3 | 5 | 60 | T4-L | 2013-12-12 12:20 | 2016-02-21 06:01 |  | left profile in Trench 4, east side | 652201.9042 | 5773019.017 | Flag_0: maintenance; Flag_1: man_flag; Flag_2: undef; Flag_3: limits; Flag_4: Spike thresh=1 toler=0.3 length=60 |  | constant length=5h eps=0.0001 | install_date | compare_precip rise_thres=8.0/h prec_thres=0.1/h prec_length=1h | MAD deriv=2 z=7 length=180d
soil water content 0.05m 31/1 | 0.05 | 31 | 1 | SWC 0.05m 31/1 T4-R | Box31_Moist1 | % | Box31_Moist1 [%] | SoilSoilmoisture0_05mAvg15Min_31_1 | 7a1f28f9184cd | 5 | 60 | T4-R | 2013-12-12 12:23 |  |  | right profile in Trench 4, east side | 652201.9042 | 5773019.017 | Flag_0: maintenance; Flag_1: man_flag; Flag_2: undef; Flag_3: limits; Flag_4: Spike thresh=1 toler=0.3 length=60 |  | constant length=5h eps=0.0001 | install_date | compare_precip rise_thres=8.0/h prec_thres=0.1/h prec_length=1h | MAD deriv=2 z=7 length=180d
soil water content 0.1m 31/2 | 0.1 | 31 | 2 | SWC 0.1m 31/2 T4-R | Box31_Moist2 | % | Box31_Moist2 [%] | SoilSoilmoisture0_1mAvg15Min_31_2 | 7a1f28f9184cd | 5 | 60 | T4-R | 2013-12-12 12:23 |  |  | right profile in Trench 4, east side | 652201.9042 | 5773019.017 | Flag_0: maintenance; Flag_1: man_flag; Flag_2: undef; Flag_3: limits; Flag_4: Spike thresh=1 toler=0.3 length=60 |  | constant length=5h eps=0.0001 | install_date | compare_precip rise_thres=8.0/h prec_thres=0.1/h prec_length=1h | MAD deriv=2 z=7 length=180d
soil water content 0.2m 31/3 | 0.2 | 31 | 3 | SWC 0.2m 31/3 T4-R | Box31_Moist3 | % | Box31_Moist3 [%] | SoilSoilmoisture0_2mAvg15Min_31_3 | 7a1f28f9184cd | 5 | 60 | T4-R | 2013-12-12 12:23 |  |  | right profile in Trench 4, east side | 652201.9042 | 5773019.017 | Flag_0: maintenance; Flag_1: man_flag; Flag_2: undef; Flag_3: limits; Flag_4: Spike thresh=1 toler=0.3 length=60 |  | constant length=5h eps=0.0001 | install_date | compare_precip rise_thres=8.0/h prec_thres=0.1/h prec_length=1h | MAD deriv=2 z=7 length=180d
soil water content 0.3m 31/4 | 0.3 | 31 | 4 | SWC 0.3m 31/4 T4-R | Box31_Moist4 | % | Box31_Moist4 [%] | SoilSoilmoisture0_3mAvg15Min_31_4 | 7a1f28f9184cd | 5 | 60 | T4-R | 2013-12-12 12:23 |  |  | right profile in Trench 4, east side | 652201.9042 | 5773019.017 | Flag_0: maintenance; Flag_1: man_flag; Flag_2: undef; Flag_3: limits; Flag_4: Spike thresh=1 toler=0.3 length=60 |  | constant length=5h eps=0.0001 | install_date | compare_precip rise_thres=8.0/h prec_thres=0.1/h prec_length=1h | MAD deriv=2 z=7 length=180d
soil water content 0.4m 31/5 | 0.4 | 31 | 5 | SWC 0.4m 31/5 T4-R | Box31_Moist5 | % | Box31_Moist5 [%] | SoilSoilmoisture0_4mAvg15Min_31_5 | 7a1f28f9184cd | 5 | 60 | T4-R | 2013-12-12 12:23 |  |  | right profile in Trench 4, east side | 652201.9042 | 5773019.017 | Flag_0: maintenance; Flag_1: man_flag; Flag_2: undef; Flag_3: limits; Flag_4: Spike thresh=1 toler=0.3 length=60 |  | constant length=5h eps=0.0001 | install_date | compare_precip rise_thres=8.0/h prec_thres=0.1/h prec_length=1h | MAD deriv=2 z=7 length=180d
soil water content 0.6m 31/6 | 0.6 | 31 | 6 | SWC 0.6m 31/6 T4-R | Box31_Moist6 | % | Box31_Moist6 [%] | SoilSoilmoisture0_6mAvg15Min_31_6 | 7a1f28f9184cd | 5 | 60 | T4-R | 2013-12-12 12:23 |  |  | right profile in Trench 4, east side | 652201.9042 | 5773019.017 | Flag_0: maintenance; Flag_1: man_flag; Flag_2: undef; Flag_3: limits; Flag_4: Spike thresh=1 toler=0.3 length=60 |  | constant length=5h eps=0.0001 | install_date | compare_precip rise_thres=8.0/h prec_thres=0.1/h prec_length=1h | MAD deriv=2 z=7 length=180d
soil water content 0.1m 32/1 | 0.1 | 32 | 1 | SWC 0.1m 32/1 SR12 | Box32_Moist1 | % | Box32_Moist1 [%] | SoilSoilmoisture0_1mAvg15Min_32_1 | 1eff5e90f6fec | 5 | 60 | SR12 | 2013-08-22 12:52 |  | 1.5m S (tree 185) | very loamy | 652237.087 | 5772967.1974 | Flag_0: maintenance; Flag_1: man_flag; Flag_2: undef; Flag_3: limits; Flag_4: Spike thresh=1 toler=0.3 length=60 |  | constant length=5h eps=0.0001 | install_date | compare_precip rise_thres=8.0/h prec_thres=0.1/h prec_length=1h | MAD deriv=2 z=7 length=180d
soil water content 0.3m 32/2 | 0.3 | 32 | 2 | SWC 0.3m 32/2 SR12 | Box32_Moist2 | % | Box32_Moist2 [%] | SoilSoilmoisture0_3mAvg15Min_32_2 | 1eff5e90f6fec | 0 | 60 | SR12 | 2013-08-22 12:52 |  | 1.5m S (tree 185) | very loamy-calibration OK? | 652237.087 | 5772967.1974 | Flag_0: maintenance; Flag_1: man_flag; Flag_2: undef; Flag_3: limits; Flag_4: Spike thresh=1 toler=0.3 length=60 |  | constant length=5h eps=0.0001 | install_date | compare_precip rise_thres=8.0/h prec_thres=0.1/h prec_length=1h | MAD deriv=2 z=7 length=180d
soil water content 0.1m 32/3 | 0.1 | 32 | 3 | SWC 0.1m 32/3 SR13 | Box32_Moist3 | % | Box32_Moist3 [%] | SoilSoilmoisture0_1mAvg15Min_32_3 | 1eff5e90f6fec | 0 | 60 | SR13 | 2013-08-22 12:52 |  |  |  | 652235.4228 | 5772958.5779 | Flag_0: maintenance; Flag_1: man_flag; Flag_2: undef; Flag_3: limits; Flag_4: Spike thresh=1 toler=0.3 length=60 |  | constant length=5h eps=0.0001 | install_date | compare_precip rise_thres=8.0/h prec_thres=0.1/h prec_length=1h | MAD deriv=2 z=7 length=180d
soil water content 0.3m 32/4 | 0.3 | 32 | 4 | SWC 0.3m 32/4 SR13 | Box32_Moist4 | % | Box32_Moist4 [%] | SoilSoilmoisture0_3mAvg15Min_32_4 | 1eff5e90f6fec | 0 | 60 | SR13 | 2013-08-22 12:52 |  |  |  | 652235.4228 | 5772958.5779 | Flag_0: maintenance; Flag_1: man_flag; Flag_2: undef; Flag_3: limits; Flag_4: Spike thresh=1 toler=0.3 length=60 |  | constant length=5h eps=0.0001 | install_date | compare_precip rise_thres=8.0/h prec_thres=0.1/h prec_length=1h | MAD deriv=2 z=7 length=180d
soil water content 0.1m 32/5 | 0.1 | 32 | 5 | SWC 0.1m 32/5 SR14 | Box32_Moist5 | % | Box32_Moist5 [%] | SoilSoilmoisture0_1mAvg15Min_32_5 | 1eff5e90f6fec | 5 | 60 | SR14 | 2013-08-22 12:52 |  | 1.5m N (tree 185) |  | 652228.0779 | 5772958.9113 | Flag_0: maintenance; Flag_1: man_flag; Flag_2: undef; Flag_3: limits; Flag_4: Spike thresh=1 toler=0.3 length=60 |  | constant length=5h eps=0.0001 | install_date | compare_precip rise_thres=8.0/h prec_thres=0.1/h prec_length=1h | MAD deriv=2 z=7 length=180d
soil water content 0.3m 32/6 | 0.3 | 32 | 6 | SWC 0.3m 32/6 SR14 | Box32_Moist6 | % | Box32_Moist6 [%] | SoilSoilmoisture0_3mAvg15Min_32_6 | 1eff5e90f6fec | 5 | 60 | SR14 | 2013-08-22 12:52 |  | 1.5m N (tree 185) | loamy | 652228.0779 | 5772958.9113 | Flag_0: maintenance; Flag_1: man_flag; Flag_2: undef; Flag_3: limits; Flag_4: Spike thresh=1 toler=0.3 length=60 |  | constant length=5h eps=0.0001 | install_date | compare_precip rise_thres=8.0/h prec_thres=0.1/h prec_length=1h | MAD deriv=2 z=7 length=180d
soil water content 0.05m 33/1 | 0.05 | 33 | 1 | SWC 0.05m 33/1 NT4-L | Box33_Moist1 | % | Box33_Moist1 [%] | SoilSoilmoisture0_05mAvg15Min_33_1 | c909f0c24534b | 5 | 60 | NT4-L | 2014-03-06 15:01 | 2016-03-30 07:44 |  | left profile in NTrench 4, west | 652193.3144 | 5773010.7556 | Flag_0: maintenance; Flag_1: man_flag; Flag_2: undef; Flag_3: limits; Flag_4: Spike thresh=1 toler=0.3 length=60 |  | constant length=5h eps=0.0001 | install_date | compare_precip rise_thres=8.0/h prec_thres=0.1/h prec_length=1h | MAD deriv=2 z=7 length=180d
soil water content 0.1m 33/2 | 0.1 | 33 | 2 | SWC 0.1m 33/2 NT4-L | Box33_Moist2 | % | Box33_Moist2 [%] | SoilSoilmoisture0_1mAvg15Min_33_2 | c909f0c24534b | 5 | 60 | NT4-L | 2014-03-06 15:01 | 2016-03-30 07:44 |  | left profile in NTrench 4, west | 652193.3144 | 5773010.7556 | Flag_0: maintenance; Flag_1: man_flag; Flag_2: undef; Flag_3: limits; Flag_4: Spike thresh=1 toler=0.3 length=60 |  | constant length=5h eps=0.0001 | install_date | compare_precip rise_thres=8.0/h prec_thres=0.1/h prec_length=1h | MAD deriv=2 z=7 length=180d
soil water content 0.2m 33/3 | 0.2 | 33 | 3 | SWC 0.2m 33/3 NT4-L | Box33_Moist3 | % | Box33_Moist3 [%] | SoilSoilmoisture0_2mAvg15Min_33_3 | c909f0c24534b | 5 | 60 | NT4-L | 2014-03-06 15:01 | 2016-03-30 07:44 |  | left profile in NTrench 4, west | 652193.3144 | 5773010.7556 | Flag_0: maintenance; Flag_1: man_flag; Flag_2: undef; Flag_3: limits; Flag_4: Spike thresh=1 toler=0.3 length=60 |  | constant length=5h eps=0.0001 | install_date | compare_precip rise_thres=8.0/h prec_thres=0.1/h prec_length=1h | MAD deriv=2 z=7 length=180d
soil water content 0.3m 33/4 | 0.3 | 33 | 4 | SWC 0.3m 33/4 NT4-L | Box33_Moist4 | % | Box33_Moist4 [%] | SoilSoilmoisture0_3mAvg15Min_33_4 | c909f0c24534b | 0 | 60 | NT4-L | 2014-03-06 15:01 | 2016-03-30 07:44 |  | left profile in NTrench 4, west, calibration to be checked | 652193.3144 | 5773010.7556 | Flag_0: maintenance; Flag_1: man_flag; Flag_2: undef; Flag_3: limits; Flag_4: Spike thresh=1 toler=0.3 length=60 |  | constant length=5h eps=0.0001 | install_date | compare_precip rise_thres=8.0/h prec_thres=0.1/h prec_length=1h | MAD deriv=2 z=7 length=180d
soil water content 0.4m 33/5 | 0.4 | 33 | 5 | SWC 0.4m 33/5 NT4-L | Box33_Moist5 | % | Box33_Moist5 [%] | SoilSoilmoisture0_4mAvg15Min_33_5 | c909f0c24534b | 5 | 60 | NT4-L | 2014-03-06 15:01 | 2016-03-30 07:44 |  | left profile in NTrench 4, west | 652193.3144 | 5773010.7556 | Flag_0: maintenance; Flag_1: man_flag; Flag_2: undef; Flag_3: limits; Flag_4: Spike thresh=1 toler=0.3 length=60 |  | constant length=5h eps=0.0001 | install_date | compare_precip rise_thres=8.0/h prec_thres=0.1/h prec_length=1h | MAD deriv=2 z=7 length=180d
soil water content 0.5m 33/6 | 0.5 | 33 | 6 | SWC 0.5m 33/6 NT4-L | Box33_Moist6 | % | Box33_Moist6 [%] | SoilSoilmoisture0_5mAvg15Min_33_6 | c909f0c24534b | 5 | 60 | NT4-L | 2014-03-06 15:01 | 2016-03-30 07:44 |  | left profile in NTrench 4, west | 652193.3144 | 5773010.7556 | Flag_0: maintenance; Flag_1: man_flag; Flag_2: undef; Flag_3: limits; Flag_4: Spike thresh=1 toler=0.3 length=60 |  | constant length=5h eps=0.0001 | install_date | compare_precip rise_thres=8.0/h prec_thres=0.1/h prec_length=1h | MAD deriv=2 z=7 length=180d
soil water content 0.05m 34/1 | 0.05 | 34 | 1 | SWC 0.05m 34/1 SR-TDL-Cont1-R | Box34_Moist1 | % | Box34_Moist1 [%] | SoilSoilmoisture0_05mAvg15Min_34_1 | ea5161efaf67d | 5 | 60 | SR-TDL-Cont1-R | 2013-12-05 11:59 |  |  | loamy, right profile in Trench SRCont1 | 652197.8325 | 5773002.1077 | Flag_0: maintenance; Flag_1: man_flag; Flag_2: undef; Flag_3: limits; Flag_4: Spike thresh=1 toler=0.3 length=60 |  | constant length=5h eps=0.0001 | install_date | compare_precip rise_thres=8.0/h prec_thres=0.1/h prec_length=1h | MAD deriv=2 z=7 length=180d
soil water content 0.1m 34/2 | 0.1 | 34 | 2 | SWC 0.1m 34/2 SR-TDL-Cont1-R | Box34_Moist2 | % | Box34_Moist2 [%] | SoilSoilmoisture0_1mAvg15Min_34_2 | ea5161efaf67d | 5 | 60 | SR-TDL-Cont1-R | 2013-12-05 11:59 |  |  | loamy, right profile in Trench SRCont1 | 652197.8325 | 5773002.1077 | Flag_0: maintenance; Flag_1: man_flag; Flag_2: undef; Flag_3: limits; Flag_4: Spike thresh=1 toler=0.3 length=60 |  | constant length=5h eps=0.0001 | install_date | compare_precip rise_thres=8.0/h prec_thres=0.1/h prec_length=1h | MAD deriv=2 z=7 length=180d
soil water content 0.2m 34/3 | 0.2 | 34 | 3 | SWC 0.2m 34/3 SR-TDL-Cont1-R | Box34_Moist3 | % | Box34_Moist3 [%] | SoilSoilmoisture0_2mAvg15Min_34_3 | ea5161efaf67d | 5 | 60 | SR-TDL-Cont1-R | 2013-12-05 11:59 |  |  | loamy, right profile in Trench SRCont1 | 652197.8325 | 5773002.1077 | Flag_0: maintenance; Flag_1: man_flag; Flag_2: undef; Flag_3: limits; Flag_4: Spike thresh=1 toler=0.3 length=60 |  | constant length=5h eps=0.0001 | install_date | compare_precip rise_thres=8.0/h prec_thres=0.1/h prec_length=1h | MAD deriv=2 z=7 length=180d
soil water content 0.3m 34/4 | 0.3 | 34 | 4 | SWC 0.3m 34/4 SR-TDL-Cont1-R | Box34_Moist4 | % | Box34_Moist4 [%] | SoilSoilmoisture0_3mAvg15Min_34_4 | ea5161efaf67d | 5 | 60 | SR-TDL-Cont1-R | 2013-12-05 11:59 |  |  | loamy, right profile in Trench SRCont1 | 652197.8325 | 5773002.1077 | Flag_0: maintenance; Flag_1: man_flag; Flag_2: undef; Flag_3: limits; Flag_4: Spike thresh=1 toler=0.3 length=60 |  | constant length=5h eps=0.0001 | install_date | compare_precip rise_thres=8.0/h prec_thres=0.1/h prec_length=1h | MAD deriv=2 z=7 length=180d
soil water content 0.4m 34/5 | 0.4 | 34 | 5 | SWC 0.4m 34/5 SR-TDL-Cont1-R | Box34_Moist5 | % | Box34_Moist5 [%] | SoilSoilmoisture0_4mAvg15Min_34_5 | ea5161efaf67d | 5 | 60 | SR-TDL-Cont1-R | 2013-12-05 11:59 |  |  | loamy, right profile in Trench SRCont1 | 652197.8325 | 5773002.1077 | Flag_0: maintenance; Flag_1: man_flag; Flag_2: undef; Flag_3: limits; Flag_4: Spike thresh=1 toler=0.3 length=60 |  | constant length=5h eps=0.0001 | install_date | compare_precip rise_thres=8.0/h prec_thres=0.1/h prec_length=1h | MAD deriv=2 z=7 length=180d
soil water content 0.5m 34/6 | 0.5 | 34 | 6 | SWC 0.5m 34/6 SR-TDL-Cont1-R | Box34_Moist6 | % | Box34_Moist6 [%] | SoilSoilmoisture0_5mAvg15Min_34_6 | ea5161efaf67d | 5 | 60 | SR-TDL-Cont1-R | 2013-12-05 11:59 |  |  | loamy, right profile in Trench SRCont1 | 652197.8325 | 5773002.1077 | Flag_0: maintenance; Flag_1: man_flag; Flag_2: undef; Flag_3: limits; Flag_4: Spike thresh=1 toler=0.3 length=60 |  | constant length=5h eps=0.0001 | install_date | compare_precip rise_thres=8.0/h prec_thres=0.1/h prec_length=1h | MAD deriv=2 z=7 length=180d
soil water content 0.1m 35/1 | 0.1 | 35 | 1 | SWC 0.1m 35/1 SR18 | Box35_Moist1 | % | Box35_Moist1 [%] | SoilSoilmoisture0_1mAvg15Min_35_1 | 93ec1e1b443b9 | 5 | 60 | SR18 | 2013-09-12 14:56 |  | 1.5m SSW |  | 652213.3436 | 5772982.0186 | Flag_0: maintenance; Flag_1: man_flag; Flag_2: undef; Flag_3: limits; Flag_4: Spike thresh=1 toler=0.3 length=60 |  | constant length=5h eps=0.0001 | install_date | compare_precip rise_thres=8.0/h prec_thres=0.1/h prec_length=1h | MAD deriv=2 z=7 length=180d
soil water content 0.3m 35/2 | 0.3 | 35 | 2 | SWC 0.3m 35/2 SR18 | Box35_Moist2 | % | Box35_Moist2 [%] | SoilSoilmoisture0_3mAvg15Min_35_2 | 93ec1e1b443b9 | 0 | 60 | SR18 | 2013-09-12 14:56 |  | 1.5m SSW | calibration OK? | 652213.3436 | 5772982.0186 | Flag_0: maintenance; Flag_1: man_flag; Flag_2: undef; Flag_3: limits; Flag_4: Spike thresh=1 toler=0.3 length=60 |  | constant length=5h eps=0.0001 | install_date | compare_precip rise_thres=8.0/h prec_thres=0.1/h prec_length=1h | MAD deriv=2 z=7 length=180d
soil water content 0.1m 35/3 | 0.1 | 35 | 3 | SWC 0.1m 35/3 SR25 | Box35_Moist3 | % | Box35_Moist3 [%] | SoilSoilmoisture0_1mAvg15Min_35_3 | 93ec1e1b443b9 | 0 | 60 | SR25 | 2013-09-12 14:56 |  | 3m NE | calibration OK? | 652203.3476 | 5772993.4645 | Flag_0: maintenance; Flag_1: man_flag; Flag_2: undef; Flag_3: limits; Flag_4: Spike thresh=1 toler=0.3 length=60 |  | constant length=5h eps=0.0001 | install_date | compare_precip rise_thres=8.0/h prec_thres=0.1/h prec_length=1h | MAD deriv=2 z=7 length=180d
soil water content 0.3m 35/4 | 0.3 | 35 | 4 | SWC 0.3m 35/4 SR25 | Box35_Moist4 | % | Box35_Moist4 [%] | SoilSoilmoisture0_3mAvg15Min_35_4 | 93ec1e1b443b9 | 0 | 60 | SR25 | 2013-09-12 14:56 |  | 3m NE | calibration OK? | 652203.3476 | 5772993.4645 | Flag_0: maintenance; Flag_1: man_flag; Flag_2: undef; Flag_3: limits; Flag_4: Spike thresh=1 toler=0.3 length=60 |  | constant length=5h eps=0.0001 | install_date | compare_precip rise_thres=8.0/h prec_thres=0.1/h prec_length=1h | MAD deriv=2 z=7 length=180d
soil water content 0.1m 35/5 | 0.1 | 35 | 5 | SWC 0.1m 35/5 SR29 | Box35_Moist5 | % | Box35_Moist5 [%] | SoilSoilmoisture0_1mAvg15Min_35_5 | 93ec1e1b443b9 | 5 | 60 | SR29 | 2013-09-12 14:56 |  | 1m S |  | 652215.8519 | 5772999.8105 | Flag_0: maintenance; Flag_1: man_flag; Flag_2: undef; Flag_3: limits; Flag_4: Spike thresh=1 toler=0.3 length=60 |  | constant length=5h eps=0.0001 | install_date | compare_precip rise_thres=8.0/h prec_thres=0.1/h prec_length=1h | MAD deriv=2 z=7 length=180d
soil water content 0.3m 35/6 | 0.3 | 35 | 6 | SWC 0.3m 35/6 SR29 | Box35_Moist6 | % | Box35_Moist6 [%] | SoilSoilmoisture0_3mAvg15Min_35_6 | 93ec1e1b443b9 | 0 | 60 | SR29 | 2013-09-12 14:56 |  | 1m S | calibration OK? | 652215.8519 | 5772999.8105 | Flag_0: maintenance; Flag_1: man_flag; Flag_2: undef; Flag_3: limits; Flag_4: Spike thresh=1 toler=0.3 length=60 |  | constant length=5h eps=0.0001 | install_date | compare_precip rise_thres=8.0/h prec_thres=0.1/h prec_length=1h | MAD deriv=2 z=7 length=180d
soil water content 0.05m 36/1 | 0.05 | 36 | 1 | SWC 0.05m 36/1 SR-NTDL-Cont1-L | Box36_Moist1 | % | Box36_Moist1 [%] | SoilSoilmoisture0_05mAvg15Min_36_1 | 5b28e600681c0 | 5 | 60 | SR-NTDL-Cont1-L | 2014-03-06 14:37 |  |  | left profile in SR-NT-Cont-Trench 1, south | 652195.8766 | 5772995.2438 | Flag_0: maintenance; Flag_1: man_flag; Flag_2: undef; Flag_3: limits; Flag_4: Spike thresh=1 toler=0.3 length=60 |  | constant length=5h eps=0.0001 | install_date | compare_precip rise_thres=8.0/h prec_thres=0.1/h prec_length=1h | MAD deriv=2 z=7 length=180d
soil water content 0.1m 36/2 | 0.1 | 36 | 2 | SWC 0.1m 36/2 SR-NTDL-Cont1-L | Box36_Moist2 | % | Box36_Moist2 [%] | SoilSoilmoisture0_1mAvg15Min_36_2 | 5b28e600681c0 | 5 | 60 | SR-NTDL-Cont1-L | 2014-03-06 14:37 |  |  | left profile in SR-NT-Cont-Trench 1, south | 652195.8766 | 5772995.2438 | Flag_0: maintenance; Flag_1: man_flag; Flag_2: undef; Flag_3: limits; Flag_4: Spike thresh=1 toler=0.3 length=60 |  | constant length=5h eps=0.0001 | install_date | compare_precip rise_thres=8.0/h prec_thres=0.1/h prec_length=1h | MAD deriv=2 z=7 length=180d
soil water content 0.2m 36/3 | 0.2 | 36 | 3 | SWC 0.2m 36/3 SR-NTDL-Cont1-L | Box36_Moist3 | % | Box36_Moist3 [%] | SoilSoilmoisture0_2mAvg15Min_36_3 | 5b28e600681c0 | 5 | 60 | SR-NTDL-Cont1-L | 2014-03-06 14:37 |  |  | left profile in SR-NT-Cont-Trench 1, south | 652195.8766 | 5772995.2438 | Flag_0: maintenance; Flag_1: man_flag; Flag_2: undef; Flag_3: limits; Flag_4: Spike thresh=1 toler=0.3 length=60 |  | constant length=5h eps=0.0001 | install_date | compare_precip rise_thres=8.0/h prec_thres=0.1/h prec_length=1h | MAD deriv=2 z=7 length=180d
soil water content 0.3m 36/4 | 0.3 | 36 | 4 | SWC 0.3m 36/4 SR-NTDL-Cont1-L | Box36_Moist4 | % | Box36_Moist4 [%] | SoilSoilmoisture0_3mAvg15Min_36_4 | 5b28e600681c0 | 5 | 60 | SR-NTDL-Cont1-L | 2014-03-06 14:37 |  |  | left profile in SR-NT-Cont-Trench 1, south | 652195.8766 | 5772995.2438 | Flag_0: maintenance; Flag_1: man_flag; Flag_2: undef; Flag_3: limits; Flag_4: Spike thresh=1 toler=0.3 length=60 |  | constant length=5h eps=0.0001 | install_date | compare_precip rise_thres=8.0/h prec_thres=0.1/h prec_length=1h | MAD deriv=2 z=7 length=180d
soil water content 0.4m 36/5 | 0.4 | 36 | 5 | SWC 0.4m 36/5 SR-NTDL-Cont1-L | Box36_Moist5 | % | Box36_Moist5 [%] | SoilSoilmoisture0_4mAvg15Min_36_5 | 5b28e600681c0 | 5 | 60 | SR-NTDL-Cont1-L | 2014-03-06 14:37 |  |  | left profile in SR-NT-Cont-Trench 1, south | 652195.8766 | 5772995.2438 | Flag_0: maintenance; Flag_1: man_flag; Flag_2: undef; Flag_3: limits; Flag_4: Spike thresh=1 toler=0.3 length=60 |  | constant length=5h eps=0.0001 | install_date | compare_precip rise_thres=8.0/h prec_thres=0.1/h prec_length=1h | MAD deriv=2 z=7 length=180d
soil water content 0.5m 36/6 | 0.5 | 36 | 6 | SWC 0.5m 36/6 SR-NTDL-Cont1-L | Box36_Moist6 | % | Box36_Moist6 [%] | SoilSoilmoisture0_5mAvg15Min_36_6 | 5b28e600681c0 | 5 | 60 | SR-NTDL-Cont1-L | 2014-03-06 14:37 |  |  | left profile in SR-NT-Cont-Trench 1, south | 652195.8766 | 5772995.2438 | Flag_0: maintenance; Flag_1: man_flag; Flag_2: undef; Flag_3: limits; Flag_4: Spike thresh=1 toler=0.3 length=60 |  | constant length=5h eps=0.0001 | install_date | compare_precip rise_thres=8.0/h prec_thres=0.1/h prec_length=1h | MAD deriv=2 z=7 length=180d
soil water content 0.2m 37/1 | 0.2 | 37 | 1 | SWC 0.2m 37/1 SR-TDL-Cont1-L | Box37_Moist1 | % | Box37_Moist1 [%] | SoilSoilmoisture0_2mAvg15Min_37_1 | 1ad71de66cc3f | 5 | 60 | SR-TDL-Cont1-L | 2013-12-05 12:13 |  |  | loamy, left profile in Trench SRCont1 | 652197.8325 | 5773002.1077 | Flag_0: maintenance; Flag_1: man_flag; Flag_2: undef; Flag_3: limits; Flag_4: Spike thresh=1 toler=0.3 length=60 |  | constant length=5h eps=0.0001 | install_date | compare_precip rise_thres=8.0/h prec_thres=0.1/h prec_length=1h | MAD deriv=2 z=7 length=180d
soil water content 0.3m 37/2 | 0.3 | 37 | 2 | SWC 0.3m 37/2 SR-TDL-Cont1-L | Box37_Moist2 | % | Box37_Moist2 [%] | SoilSoilmoisture0_3mAvg15Min_37_2 | 1ad71de66cc3f | 5 | 60 | SR-TDL-Cont1-L | 2013-12-05 12:13 |  |  | loamy, left profile in Trench SRCont1 | 652197.8325 | 5773002.1077 | Flag_0: maintenance; Flag_1: man_flag; Flag_2: undef; Flag_3: limits; Flag_4: Spike thresh=1 toler=0.3 length=60 |  | constant length=5h eps=0.0001 | install_date | compare_precip rise_thres=8.0/h prec_thres=0.1/h prec_length=1h | MAD deriv=2 z=7 length=180d
soil water content 0.4m 37/3 | 0.4 | 37 | 3 | SWC 0.4m 37/3 SR-TDL-Cont1-L | Box37_Moist3 | % | Box37_Moist3 [%] | SoilSoilmoisture0_4mAvg15Min_37_3 | 1ad71de66cc3f | 5 | 60 | SR-TDL-Cont1-L | 2013-12-05 12:13 |  |  | loamy, left profile in Trench SRCont1 | 652197.8325 | 5773002.1077 | Flag_0: maintenance; Flag_1: man_flag; Flag_2: undef; Flag_3: limits; Flag_4: Spike thresh=1 toler=0.3 length=60 |  | constant length=5h eps=0.0001 | install_date | compare_precip rise_thres=8.0/h prec_thres=0.1/h prec_length=1h | MAD deriv=2 z=7 length=180d
soil water content 0.6m 37/4 | 0.5 | 37 | 4 | SWC 0.5m 37/4 SR-TDL-Cont1-L | Box37_Moist4 | % | Box37_Moist4 [%] | SoilSoilmoisture0_5mAvg15Min_37_4 | 1ad71de66cc3f | 5 | 60 | SR-TDL-Cont1-L | 2013-12-05 12:13 |  |  | loamy, left profile in Trench SRCont1 | 652197.8325 | 5773002.1077 | Flag_0: maintenance; Flag_1: man_flag; Flag_2: undef; Flag_3: limits; Flag_4: Spike thresh=1 toler=0.3 length=60 |  | constant length=5h eps=0.0001 | install_date | compare_precip rise_thres=8.0/h prec_thres=0.1/h prec_length=1h | MAD deriv=2 z=7 length=180d
soil water content 0.6m 37/5 | 0.6 | 37 | 5 | SWC 0.6m 37/5 SR-TDL-Cont1-L | Box37_Moist5 | % | Box37_Moist5 [%] | SoilSoilmoisture0_6mAvg15Min_37_5 | 1ad71de66cc3f | 5 | 60 | SR-TDL-Cont1-L | 2013-12-05 12:13 |  |  | loamy, left profile in Trench SRCont1 | 652197.8325 | 5773002.1077 | Flag_0: maintenance; Flag_1: man_flag; Flag_2: undef; Flag_3: limits; Flag_4: Spike thresh=1 toler=0.3 length=60 |  | constant length=5h eps=0.0001 | install_date | compare_precip rise_thres=8.0/h prec_thres=0.1/h prec_length=1h | MAD deriv=2 z=7 length=180d
soil water content 0.6m 37/6 | 0.6 | 37 | 6 | SWC 0.6m 37/6 SR-TDL-Cont1-L | Box37_Moist6 | % | Box37_Moist6 [%] | SoilSoilmoisture0_6mAvg15Min_37_6 | 1ad71de66cc3f | 5 | 60 | SR-TDL-Cont1-L | 2013-12-05 12:13 |  |  | loamy, left profile in Trench SRCont1 | 652197.8325 | 5773002.1077 | Flag_0: maintenance; Flag_1: man_flag; Flag_2: undef; Flag_3: limits; Flag_4: Spike thresh=1 toler=0.3 length=60 |  | constant length=5h eps=0.0001 | install_date | compare_precip rise_thres=8.0/h prec_thres=0.1/h prec_length=1h | MAD deriv=2 z=7 length=180d
soil water content 0.1m 38/1 | 0.1 | 38 | 1 | SWC 0.1m 38/1 SR11 | Box38_Moist1 | % | Box38_Moist1 [%] | SoilSoilmoisture0_1mAvg15Min_38_1 | 1effa0b08b5ae | 5 | 60 | SR11 | 2013-08-22 13:58 |  |  |  | 652235.5628 | 5772981.0319 | Flag_0: maintenance; Flag_1: man_flag; Flag_2: undef; Flag_3: limits; Flag_4: Spike thresh=1 toler=0.3 length=60 |  | constant length=5h eps=0.0001 | install_date | compare_precip rise_thres=8.0/h prec_thres=0.1/h prec_length=1h | MAD deriv=2 z=7 length=180d
soil water content 0.3m 38/2 | 0.3 | 38 | 2 | SWC 0.3m 38/2 SR11 | Box38_Moist2 | % | Box38_Moist2 [%] | SoilSoilmoisture0_3mAvg15Min_38_2 | 1effa0b08b5ae | 0 | 60 | SR11 | 2013-08-22 13:58 |  |  |  | 652235.5628 | 5772981.0319 | Flag_0: maintenance; Flag_1: man_flag; Flag_2: undef; Flag_3: limits; Flag_4: Spike thresh=1 toler=0.3 length=60 |  | constant length=5h eps=0.0001 | install_date | compare_precip rise_thres=8.0/h prec_thres=0.1/h prec_length=1h | MAD deriv=2 z=7 length=180d
soil water content 0.1m 38/3 | 0.1 | 38 | 3 | SWC 0.1m 38/3 SR16 | Box38_Moist3 | % | Box38_Moist3 [%] | SoilSoilmoisture0_1mAvg15Min_38_3 | 1effa0b08b5ae | 0 | 60 | SR16 | 2013-08-22 13:58 |  |  | calibration OK? | 652226.7581 | 5772975.401 | Flag_0: maintenance; Flag_1: man_flag; Flag_2: undef; Flag_3: limits; Flag_4: Spike thresh=1 toler=0.3 length=60 |  | constant length=5h eps=0.0001 | install_date | compare_precip rise_thres=8.0/h prec_thres=0.1/h prec_length=1h | MAD deriv=2 z=7 length=180d
soil water content 0.3m 38/4 | 0.3 | 38 | 4 | SWC 0.3m 38/4 SR16 | Box38_Moist4 | % | Box38_Moist4 [%] | SoilSoilmoisture0_3mAvg15Min_38_4 | 1effa0b08b5ae | 0 | 60 | SR16 | 2013-08-22 13:58 |  |  | calibration OK? | 652226.7581 | 5772975.401 | Flag_0: maintenance; Flag_1: man_flag; Flag_2: undef; Flag_3: limits; Flag_4: Spike thresh=1 toler=0.3 length=60 |  | constant length=5h eps=0.0001 | install_date | compare_precip rise_thres=8.0/h prec_thres=0.1/h prec_length=1h | MAD deriv=2 z=7 length=180d
soil water content 0.1m 38/5 | 0.1 | 38 | 5 | SWC 0.1m 38/5 SR17 | Box38_Moist5 | % | Box38_Moist5 [%] | SoilSoilmoisture0_1mAvg15Min_38_5 | 1effa0b08b5ae | 5 | 60 | SR17 | 2013-08-22 13:58 |  |  |  | 652226.6397 | 5772988.0407 | Flag_0: maintenance; Flag_1: man_flag; Flag_2: undef; Flag_3: limits; Flag_4: Spike thresh=1 toler=0.3 length=60 |  | constant length=5h eps=0.0001 | install_date | compare_precip rise_thres=8.0/h prec_thres=0.1/h prec_length=1h | MAD deriv=2 z=7 length=180d
soil water content 0.3m 38/6 | 0.3 | 38 | 6 | SWC 0.3m 38/6 SR17 | Box38_Moist6 | % | Box38_Moist6 [%] | SoilSoilmoisture0_3mAvg15Min_38_6 | 1effa0b08b5ae | 0 | 60 | SR17 | 2013-08-22 13:58 |  |  | loamy-calibration OK? | 652226.6397 | 5772988.0407 | Flag_0: maintenance; Flag_1: man_flag; Flag_2: undef; Flag_3: limits; Flag_4: Spike thresh=1 toler=0.3 length=60 |  | constant length=5h eps=0.0001 | install_date | compare_precip rise_thres=8.0/h prec_thres=0.1/h prec_length=1h | MAD deriv=2 z=7 length=180d
soil water content 0.3m 39/1 | 0.3 | 39 | 1 | SWC 0.3m 39/1 SR4 | Box39_Moist1 | % | Box39_Moist1 [%] | SoilSoilmoisture0_3mAvg15Min_39_1 | 2aabb57120c18 | 5 | 60 | SR4 | 2013-06-06 14:57 |  | 0.7m N |  | 652262.6728 | 5773023.813 | Flag_0: maintenance; Flag_1: man_flag; Flag_2: undef; Flag_3: limits; Flag_4: Spike thresh=1 toler=0.3 length=60 |  | constant length=5h eps=0.0001 | install_date | compare_precip rise_thres=8.0/h prec_thres=0.1/h prec_length=1h | MAD deriv=2 z=7 length=180d
soil water content 0.1m 39/2 | 0.1 | 39 | 2 | SWC 0.1m 39/2 SR2 | Box39_Moist2 | % | Box39_Moist2 [%] | SoilSoilmoisture0_1mAvg15Min_39_2 | 2aabb57120c18 | 0 | 60 | SR2 | 2013-06-06 14:57 |  | 1m S |  | 652274.8739 | 5773034.9504 | Flag_0: maintenance; Flag_1: man_flag; Flag_2: undef; Flag_3: limits; Flag_4: Spike thresh=1 toler=0.3 length=60 |  | constant length=5h eps=0.0001 | install_date | compare_precip rise_thres=8.0/h prec_thres=0.1/h prec_length=1h | MAD deriv=2 z=7 length=180d
soil water content 0.1m 39/3 | 0.1 | 39 | 3 | SWC 0.1m 39/3 SR3 | Box39_Moist3 | % | Box39_Moist3 [%] | SoilSoilmoisture0_1mAvg15Min_39_3 | 2aabb57120c18 | 0 | 60 | SR3 | 2013-06-06 14:57 |  |  |  | 652264.9879 | 5773034.0118 | Flag_0: maintenance; Flag_1: man_flag; Flag_2: undef; Flag_3: limits; Flag_4: Spike thresh=1 toler=0.3 length=60 |  | constant length=5h eps=0.0001 | install_date | compare_precip rise_thres=8.0/h prec_thres=0.1/h prec_length=1h | MAD deriv=2 z=7 length=180d
soil water content 0.1m 39/4 | 0.1 | 39 | 4 | SWC 0.1m 39/4 SR4 | Box39_Moist4 | % | Box39_Moist4 [%] | SoilSoilmoisture0_1mAvg15Min_39_4 | 2aabb57120c18 | 0 | 60 | SR4 | 2013-06-06 14:57 |  | 0.7m N | calibration OK? | 652262.6728 | 5773023.813 | Flag_0: maintenance; Flag_1: man_flag; Flag_2: undef; Flag_3: limits; Flag_4: Spike thresh=1 toler=0.3 length=60 |  | constant length=5h eps=0.0001 | install_date | compare_precip rise_thres=8.0/h prec_thres=0.1/h prec_length=1h | MAD deriv=2 z=7 length=180d
soil water content 0.1m 39/5 | 0.1 | 39 | 5 | SWC 0.1m 39/5 SR5 | Box39_Moist5 | % | Box39_Moist5 [%] | SoilSoilmoisture0_1mAvg15Min_39_5 | 2aabb57120c18 | 5 | 60 | SR5 | 2013-06-06 14:57 |  |  |  | 652269.9935 | 5773026.7538 | Flag_0: maintenance; Flag_1: man_flag; Flag_2: undef; Flag_3: limits; Flag_4: Spike thresh=1 toler=0.3 length=60 |  | constant length=5h eps=0.0001 | install_date | compare_precip rise_thres=8.0/h prec_thres=0.1/h prec_length=1h | MAD deriv=2 z=7 length=180d
soil water content 0.3m 39/6 | 0.3 | 39 | 6 | SWC 0.3m 39/6 SR5 | Box39_Moist6 | % | Box39_Moist6 [%] | SoilSoilmoisture0_3mAvg15Min_39_6 | 2aabb57120c18 | 5 | 60 | SR5 | 2013-06-06 14:57 |  |  |  | 652269.9935 | 5773026.7538 | Flag_0: maintenance; Flag_1: man_flag; Flag_2: undef; Flag_3: limits; Flag_4: Spike thresh=1 toler=0.3 length=60 |  | constant length=5h eps=0.0001 | install_date | compare_precip rise_thres=8.0/h prec_thres=0.1/h prec_length=1h | MAD deriv=2 z=7 length=180d
soil water content 0.1m 40/1 | 0.1 | 40 | 1 | SWC 0.1m 40/1 SR6 | Box40_Moist1 | % | Box40_Moist1 [%] | SoilSoilmoisture0_1mAvg15Min_40_1 | 86affd92630cb | 0 | 60 | SR6 | 2013-06-25 11:15 |  |  |  | 652280.1923 | 5773020.2466 | Flag_0: maintenance; Flag_1: man_flag; Flag_2: undef; Flag_3: limits; Flag_4: Spike thresh=1 toler=0.3 length=60 |  | constant length=5h eps=0.0001 | install_date | compare_precip rise_thres=8.0/h prec_thres=0.1/h prec_length=1h | MAD deriv=2 z=7 length=180d
soil water content 0.1m 40/2 | 0.1 | 40 | 2 | SWC 0.1m 40/2 SR7 | Box40_Moist2 | % | Box40_Moist2 [%] | SoilSoilmoisture0_1mAvg15Min_40_2 | 86affd92630cb | 0 | 60 | SR7 | 2013-06-25 11:15 |  |  | calibration OK? | 652291.5799 | 5773020.1214 | Flag_0: maintenance; Flag_1: man_flag; Flag_2: undef; Flag_3: limits; Flag_4: Spike thresh=1 toler=0.3 length=60 |  | constant length=5h eps=0.0001 | install_date | compare_precip rise_thres=8.0/h prec_thres=0.1/h prec_length=1h | MAD deriv=2 z=7 length=180d
soil water content 0.1m 40/3 | 0.1 | 40 | 3 | SWC 0.1m 40/3 SR8 | Box40_Moist3 | % | Box40_Moist3 [%] | SoilSoilmoisture0_1mAvg15Min_40_3 | 86affd92630cb | 5 | 60 | SR8 | 2013-06-25 11:15 |  |  |  | 652285.761 | 5773008.3584 | Flag_0: maintenance; Flag_1: man_flag; Flag_2: undef; Flag_3: limits; Flag_4: Spike thresh=1 toler=0.3 length=60 |  | constant length=5h eps=0.0001 | install_date | compare_precip rise_thres=8.0/h prec_thres=0.1/h prec_length=1h | MAD deriv=2 z=7 length=180d
soil water content 0.3m 40/4 | 0.3 | 40 | 4 | SWC 0.3m 40/4 SR8 | Box40_Moist4 | % | Box40_Moist4 [%] | SoilSoilmoisture0_3mAvg15Min_40_4 | 86affd92630cb | 5 | 60 | SR8 | 2013-06-25 11:15 |  |  |  | 652285.761 | 5773008.3584 | Flag_0: maintenance; Flag_1: man_flag; Flag_2: undef; Flag_3: limits; Flag_4: Spike thresh=1 toler=0.3 length=60 |  | constant length=5h eps=0.0001 | install_date | compare_precip rise_thres=8.0/h prec_thres=0.1/h prec_length=1h | MAD deriv=2 z=7 length=180d
soil water content 0.1m 40/5 | 0.1 | 40 | 5 | SWC 0.1m 40/5 SR9 | Box40_Moist5 | % | Box40_Moist5 [%] | SoilSoilmoisture0_1mAvg15Min_40_5 | 86affd92630cb | 5 | 60 | SR9 | 2013-06-25 11:15 |  |  |  | 652276.8135 | 5773008.9215 | Flag_0: maintenance; Flag_1: man_flag; Flag_2: undef; Flag_3: limits; Flag_4: Spike thresh=1 toler=0.3 length=60 | 11.3.15: moved by 2.5m north | constant length=5h eps=0.0001 | install_date | compare_precip rise_thres=8.0/h prec_thres=0.1/h prec_length=1h | MAD deriv=2 z=7 length=180d
soil water content 0.3m 40/6 | 0.3 | 40 | 6 | SWC 0.3m 40/6 SR9 | Box40_Moist6 | % | Box40_Moist6 [%] | SoilSoilmoisture0_3mAvg15Min_40_6 | 86affd92630cb | 5 | 60 | SR9 | 2013-06-25 11:15 |  |  |  | 652276.8135 | 5773008.9215 | Flag_0: maintenance; Flag_1: man_flag; Flag_2: undef; Flag_3: limits; Flag_4: Spike thresh=1 toler=0.3 length=60 | 11.3.15: moved by 2.5m north | constant length=5h eps=0.0001 | install_date | compare_precip rise_thres=8.0/h prec_thres=0.1/h prec_length=1h | MAD deriv=2 z=7 length=180d
Note on J1: Hendrik Zöphel : for automatic upload

## SoilTemperature Network HH
variable description | depth/height (m) | SoilNet Node | Soilnet Sensor | Naming | headerout | units | headerout (final) | headerout (DB) | database ID | Min | Max | SR collar or trench | Installation date + time | date end | (rough) distance from collar | remarks | coordinates x | coordinates y | Flag_0 | Flag_1 | Flag_2 | Flag_3 | Flag_4 | Flag_5 | Flag_6 | Flag_7 | Flag_8 | Alert_1 | Alert_2 | Alert_3 | comment | old Flag_5 | old Flag_4 | old Flag_6
soil temperature 0.05m 1/1 | 0.05 | 1 | 1 | Box01_Temp1 | Box01_Temp1 | degC | Box01_Temp1 [degC] |  |  | -25 | 50 | Anke | 2012-07-19 17:28 | 2012-07-19 17:46 |  | no manual flagging performed |  |  | Flag_0: maintenance; Flag_1: man_flag; Flag_2: undef; Flag_3: limits; Flag_4: Spike thresh=1 toler=0.3 length=60
soil temperature 0.05m 1/2 | 0.05 | 1 | 2 | Box01_Temp2 | Box01_Temp2 | degC | Box01_Temp2 [degC] |  |  | -25 | 50 | Anke | 2012-07-19 17:28 | 2012-07-19 17:46 |  | no manual flagging performed |  |  | Flag_0: maintenance; Flag_1: man_flag; Flag_2: undef; Flag_3: limits; Flag_4: Spike thresh=1 toler=0.3 length=60
soil temperature 0.05m 1/3 | 0.05 | 1 | 3 | Box01_Temp3 | Box01_Temp3 | degC | Box01_Temp3 [degC] |  |  | -25 | 50 | Anke | 2012-07-19 17:28 | 2012-07-19 17:46 |  | no manual flagging performed |  |  | Flag_0: maintenance; Flag_1: man_flag; Flag_2: undef; Flag_3: limits; Flag_4: Spike thresh=1 toler=0.3 length=60
soil temperature 0.05m 1/4 | 0.05 | 1 | 4 | Box01_Temp4 | Box01_Temp4 | degC | Box01_Temp4 [degC] |  |  | -25 | 50 | Anke | 2012-07-19 17:28 | 2012-07-19 17:46 |  | no manual flagging performed |  |  | Flag_0: maintenance; Flag_1: man_flag; Flag_2: undef; Flag_3: limits; Flag_4: Spike thresh=1 toler=0.3 length=60
soil temperature 0.05m 1/5 | 0.05 | 1 | 5 | Box01_Temp5 | Box01_Temp5 | degC | Box01_Temp5 [degC] |  |  | -25 | 50 | Anke | 2012-07-19 17:28 | 2012-07-19 17:46 |  | no manual flagging performed |  |  | Flag_0: maintenance; Flag_1: man_flag; Flag_2: undef; Flag_3: limits; Flag_4: Spike thresh=1 toler=0.3 length=60
soil temperature 0.05m 1/6 | 0.05 | 1 | 6 | Box01_Temp6 | Box01_Temp6 | degC | Box01_Temp6 [degC] |  |  | -25 | 50 | Anke | 2012-07-19 17:28 | 2012-07-19 17:46 |  | no manual flagging performed |  |  | Flag_0: maintenance; Flag_1: man_flag; Flag_2: undef; Flag_3: limits; Flag_4: Spike thresh=1 toler=0.3 length=60
soil temperature 0.1m 2/1 | 0.1 | 2 | 1 | Tsoil 0.1m 2/1 T3-R | Box02_Temp1 | degC | Box02_Temp1 [degC] | SoilSoiltemperature0_1mAvg15Min_02_1 | 679570951f49a | -25 | 50 | T3-R | 2013-12-05 14:57 | 2016-03-22 04:39 |  | right profile in Trench 3 | 652244.9608 | 5773025.231 | maintenance | man_flag | undef | limits | Spike thresh=1 toler=0.3 length=60 |  |  |  |  | check_battery length=7d | compare close sensors | constant length=5h eps=0.0001 |  | constant length=5h eps=0.0001 | install_date | MAD deriv=2 z=7 length=180d
soil temperature 0.2m 2/2 | 0.2 | 2 | 2 | Tsoil 0.2m 2/2 T3-R | Box02_Temp2 | degC | Box02_Temp2 [degC] | SoilSoiltemperature0_2mAvg15Min_02_2 | 679570951f49a | -25 | 50 | T3-R | 2013-12-05 14:57 | 2016-03-22 04:39 |  | right profile in Trench 3 | 652244.9608 | 5773025.231 | maintenance | man_flag | undef | limits | Spike thresh=1 toler=0.3 length=60 |  |  |  |  | check_battery length=7d | compare close sensors | constant length=5h eps=0.0001 |  | constant length=5h eps=0.0001 | install_date | MAD deriv=2 z=7 length=180d
soil temperature 0.3m 2/3 | 0.3 | 2 | 3 | Tsoil 0.3m 2/3 T3-R | Box02_Temp3 | degC | Box02_Temp3 [degC] | SoilSoiltemperature0_3mAvg15Min_02_3 | 679570951f49a | -25 | 50 | T3-R | 2013-12-05 14:57 | 2016-03-22 04:39 |  | right profile in Trench 3 | 652244.9608 | 5773025.231 | maintenance | man_flag | undef | limits | Spike thresh=1 toler=0.3 length=60 |  |  |  |  | check_battery length=7d | compare close sensors | constant length=5h eps=0.0001 |  | constant length=5h eps=0.0001 | install_date | MAD deriv=2 z=7 length=180d
soil temperature 0.4m 2/4 | 0.4 | 2 | 4 | Tsoil 0.4m 2/4 T3-R | Box02_Temp4 | degC | Box02_Temp4 [degC] | SoilSoiltemperature0_4mAvg15Min_02_4 | 679570951f49a | -15 | 50 | T3-R | 2013-12-05 14:57 | 2016-03-22 04:39 |  | right profile in Trench 3 | 652244.9608 | 5773025.231 | maintenance | man_flag | undef | limits | Spike thresh=1 toler=0.3 length=60 |  |  |  |  | check_battery length=7d | compare close sensors | constant length=5h eps=0.0001 |  | constant length=5h eps=0.0001 | install_date | MAD deriv=2 z=7 length=180d
soil temperature 0.5m 2/5 | 0.5 | 2 | 5 | Tsoil 0.5m 2/5 T3-R | Box02_Temp5 | degC | Box02_Temp5 [degC] | SoilSoiltemperature0_5mAvg15Min_02_5 | 679570951f49a | -10 | 50 | T3-R | 2013-12-05 14:57 | 2016-03-22 04:39 |  | right profile in Trench 3 | 652244.9608 | 5773025.231 | maintenance | man_flag | undef | limits | Spike thresh=1 toler=0.3 length=60 |  |  |  |  | check_battery length=7d | compare close sensors | constant length=5h eps=0.0001 |  | constant length=5h eps=0.0001 | install_date | MAD deriv=2 z=7 length=180d
soil temperature 0.6m 2/6 | 0.6 | 2 | 6 | Tsoil 0.6m 2/6 T3-R | Box02_Temp6 | degC | Box02_Temp6 [degC] | SoilSoiltemperature0_6mAvg15Min_02_6 | 679570951f49a | -10 | 50 | T3-R | 2013-12-05 14:57 | 2016-03-22 04:39 |  | right profile in Trench 3 | 652244.9608 | 5773025.231 | maintenance | man_flag | undef | limits | Spike thresh=1 toler=0.3 length=60 |  |  |  |  | check_battery length=7d | compare close sensors | constant length=5h eps=0.0001 |  | constant length=5h eps=0.0001 | install_date | MAD deriv=2 z=7 length=180d
soil temperature 0.1m 3/1 | 0.1 | 3 | 1 | Tsoil 0.1m 3/1 T5-R | Box03_Temp1 | degC | Box03_Temp1 [degC] | SoilSoiltemperature0_1mAvg15Min_03_1 | 53455128a0e49 | -25 | 50 | T5-R | 2013-12-05 14:01 | 2016-03-03 10:29 |  | loamy, north,right profile in Trench 5 | 652170.1627 | 5772991.4256 | maintenance | man_flag | undef | limits | Spike thresh=1 toler=0.3 length=60 |  |  |  |  | check_battery length=7d | compare close sensors | constant length=5h eps=0.0001 |  | constant length=5h eps=0.0001 | install_date | MAD deriv=2 z=7 length=180d
soil temperature 0.2m 3/2 | 0.2 | 3 | 2 | Tsoil 0.2m 3/2 T5-R | Box03_Temp2 | degC | Box03_Temp2 [degC] | SoilSoiltemperature0_2mAvg15Min_03_2 | 53455128a0e49 | -25 | 50 | T5-R | 2013-12-05 14:01 | 2016-03-03 10:29 |  | loamy, north,right profile in Trench 5 | 652170.1627 | 5772991.4256 | maintenance | man_flag | undef | limits | Spike thresh=1 toler=0.3 length=60 |  |  |  |  | check_battery length=7d | compare close sensors | constant length=5h eps=0.0001 |  | constant length=5h eps=0.0001 | install_date | MAD deriv=2 z=7 length=180d
soil temperature 0.3m 3/3 | 0.3 | 3 | 3 | Tsoil 0.3m 3/3 T5-R | Box03_Temp3 | degC | Box03_Temp3 [degC] | SoilSoiltemperature0_3mAvg15Min_03_3 | 53455128a0e49 | -25 | 50 | T5-R | 2013-12-05 14:01 | 2016-03-03 10:29 |  | loamy, north,right profile in Trench 5 | 652170.1627 | 5772991.4256 | maintenance | man_flag | undef | limits | Spike thresh=1 toler=0.3 length=60 |  |  |  |  | check_battery length=7d | compare close sensors | constant length=5h eps=0.0001 |  | constant length=5h eps=0.0001 | install_date | MAD deriv=2 z=7 length=180d
soil temperature 0.4m 3/4 | 0.4 | 3 | 4 | Tsoil 0.4m 3/4 T5-R | Box03_Temp4 | degC | Box03_Temp4 [degC] | SoilSoiltemperature0_4mAvg15Min_03_4 | 53455128a0e49 | -15 | 50 | T5-R | 2013-12-05 14:01 | 2016-03-03 10:29 |  | loamy, north,right profile in Trench 5 | 652170.1627 | 5772991.4256 | maintenance | man_flag | undef | limits | Spike thresh=1 toler=0.3 length=60 |  |  |  |  | check_battery length=7d | compare close sensors | constant length=5h eps=0.0001 |  | constant length=5h eps=0.0001 | install_date | MAD deriv=2 z=7 length=180d
soil temperature 0.5m 3/5 | 0.5 | 3 | 5 | Tsoil 0.5m 3/5 T5-R | Box03_Temp5 | degC | Box03_Temp5 [degC] | SoilSoiltemperature0_5mAvg15Min_03_5 | 53455128a0e49 | -10 | 50 | T5-R | 2013-12-05 14:01 | 2016-03-03 10:29 |  | loamy, north,right profile in Trench 5 | 652170.1627 | 5772991.4256 | maintenance | man_flag | undef | limits | Spike thresh=1 toler=0.3 length=60 |  |  |  |  | check_battery length=7d | compare close sensors | constant length=5h eps=0.0001 |  | constant length=5h eps=0.0001 | install_date | MAD deriv=2 z=7 length=180d
soil temperature 0.6m 3/6 | 0.6 | 3 | 6 | Tsoil 0.6m 3/6 T5-R | Box03_Temp6 | degC | Box03_Temp6 [degC] | SoilSoiltemperature0_6mAvg15Min_03_6 | 53455128a0e49 | -10 | 50 | T5-R | 2013-12-05 14:01 | 2016-03-03 10:29 |  | loamy, north,right profile in Trench 5 | 652170.1627 | 5772991.4256 | maintenance | man_flag | undef | limits | Spike thresh=1 toler=0.3 length=60 |  |  |  |  | check_battery length=7d | compare close sensors | constant length=5h eps=0.0001 |  | constant length=5h eps=0.0001 | install_date | MAD deriv=2 z=7 length=180d
soil temperature 0.05m 4/1 | 0.05 | 4 | 1 | Tsoil 0.05m 4/1 T5-L | Box04_Temp1 | degC | Box04_Temp1 [degC] | SoilSoiltemperature0_05mAvg15Min_04_1 | a951d7302868e | -25 | 50 | T5-L | 2013-12-05 13:52 |  |  | loamy,north, left profile in Trench 5 | 652170.1627 | 5772991.4256 | maintenance | man_flag | undef | limits | Spike thresh=1 toler=0.3 length=60 |  |  |  |  | check_battery length=7d | compare close sensors | constant length=5h eps=0.0001 |  | constant length=5h eps=0.0001 | install_date | MAD deriv=2 z=7 length=180d
soil temperature 0.1m 4/2 | 0.1 | 4 | 2 | Tsoil 0.1m 4/2 T5-L | Box04_Temp2 | degC | Box04_Temp2 [degC] | SoilSoiltemperature0_1mAvg15Min_04_2 | a951d7302868e | -25 | 50 | T5-L | 2013-12-05 13:52 |  |  | loamy,north, left profile in Trench 5 | 652170.1627 | 5772991.4256 | maintenance | man_flag | undef | limits | Spike thresh=1 toler=0.3 length=60 |  |  |  |  | check_battery length=7d | compare close sensors | constant length=5h eps=0.0001 |  | constant length=5h eps=0.0001 | install_date | MAD deriv=2 z=7 length=180d
soil temperature 0.2m 4/3 | 0.2 | 4 | 3 | Tsoil 0.2m 4/3 T5-L | Box04_Temp3 | degC | Box04_Temp3 [degC] | SoilSoiltemperature0_2mAvg15Min_04_3 | a951d7302868e | -25 | 50 | T5-L | 2013-12-05 13:52 |  |  | loamy,north, left profile in Trench 5 | 652170.1627 | 5772991.4256 | maintenance | man_flag | undef | limits | Spike thresh=1 toler=0.3 length=60 |  |  |  |  | check_battery length=7d | compare close sensors | constant length=5h eps=0.0001 |  | constant length=5h eps=0.0001 | install_date | MAD deriv=2 z=7 length=180d
soil temperature 0.3m 4/4 | 0.3 | 4 | 4 | Tsoil 0.3m 4/4 T5-L | Box04_Temp4 | degC | Box04_Temp4 [degC] | SoilSoiltemperature0_3mAvg15Min_04_4 | a951d7302868e | -25 | 50 | T5-L | 2013-12-05 13:52 |  |  | loamy,north, left profile in Trench 5 | 652170.1627 | 5772991.4256 | maintenance | man_flag | undef | limits | Spike thresh=1 toler=0.3 length=60 |  |  |  |  | check_battery length=7d | compare close sensors | constant length=5h eps=0.0001 |  | constant length=5h eps=0.0001 | install_date | MAD deriv=2 z=7 length=180d
soil temperature 0.5m 4/5 | 0.5 | 4 | 5 | Tsoil 0.5m 4/5 T5-L | Box04_Temp5 | degC | Box04_Temp5 [degC] | SoilSoiltemperature0_5mAvg15Min_04_5 | a951d7302868e | -10 | 50 | T5-L | 2013-12-05 13:52 |  |  | loamy,north, left profile in Trench 5 | 652170.1627 | 5772991.4256 | maintenance | man_flag | undef | limits | Spike thresh=1 toler=0.3 length=60 |  |  |  |  | check_battery length=7d | compare close sensors | constant length=5h eps=0.0001 |  | constant length=5h eps=0.0001 | install_date | MAD deriv=2 z=7 length=180d
soil temperature 0.6m 4/6 | 0.6 | 4 | 6 | Tsoil 0.6m 4/6 T5-L | Box04_Temp6 | degC | Box04_Temp6 [degC] | SoilSoiltemperature0_6mAvg15Min_04_6 | a951d7302868e | -10 | 50 | T5-L | 2013-12-05 13:52 |  |  | loamy,north, left profile in Trench 5 | 652170.1627 | 5772991.4256 | maintenance | man_flag | undef | limits | Spike thresh=1 toler=0.3 length=60 |  |  |  |  | check_battery length=7d | compare close sensors | constant length=5h eps=0.0001 |  | constant length=5h eps=0.0001 | install_date | MAD deriv=2 z=7 length=180d
soil temperature 0.05m 5/1 | 0.05 | 5 | 1 | Box05_Temp1 | Box05_Temp1 | degC | Box05_Temp1 [degC] |  |  | -25 | 50 | Anke | 2012-07-19 20:31 | 2013-12-01 07:56 |  | no manual flagging performed |  |  | Flag_0: maintenance; Flag_1: man_flag; Flag_2: undef; Flag_3: limits; Flag_4: Spike thresh=1 toler=0.3 length=60
soil temperature 0.05m 5/2 | 0.05 | 5 | 2 | Box05_Temp2 | Box05_Temp2 | degC | Box05_Temp2 [degC] |  |  | -25 | 50 | Anke | 2012-07-19 20:31 | 2013-12-01 07:56 |  | no manual flagging performed |  |  | Flag_0: maintenance; Flag_1: man_flag; Flag_2: undef; Flag_3: limits; Flag_4: Spike thresh=1 toler=0.3 length=60
soil temperature 0.05m 5/3 | 0.05 | 5 | 3 | Box05_Temp3 | Box05_Temp3 | degC | Box05_Temp3 [degC] |  |  | -25 | 50 | Anke | 2012-07-19 20:31 | 2013-12-01 07:56 |  | no manual flagging performed |  |  | Flag_0: maintenance; Flag_1: man_flag; Flag_2: undef; Flag_3: limits; Flag_4: Spike thresh=1 toler=0.3 length=60
soil temperature 0.05m 5/4 | 0.05 | 5 | 4 | Box05_Temp4 | Box05_Temp4 | degC | Box05_Temp4 [degC] |  |  | -25 | 50 | Anke | 2012-07-19 20:31 | 2013-12-01 07:56 |  | no manual flagging performed |  |  | Flag_0: maintenance; Flag_1: man_flag; Flag_2: undef; Flag_3: limits; Flag_4: Spike thresh=1 toler=0.3 length=60
soil temperature 0.05m 5/5 | 0.05 | 5 | 5 | Box05_Temp5 | Box05_Temp5 | degC | Box05_Temp5 [degC] |  |  | -25 | 50 | Anke | 2012-07-19 20:31 | 2013-12-01 07:56 |  | no manual flagging performed |  |  | Flag_0: maintenance; Flag_1: man_flag; Flag_2: undef; Flag_3: limits; Flag_4: Spike thresh=1 toler=0.3 length=60
soil temperature 0.05m 5/6 | 0.05 | 5 | 6 | Box05_Temp6 | Box05_Temp6 | degC | Box05_Temp6 [degC] |  |  | -25 | 50 | Anke | 2012-07-19 20:31 | 2013-12-01 07:56 |  | no manual flagging performed |  |  | Flag_0: maintenance; Flag_1: man_flag; Flag_2: undef; Flag_3: limits; Flag_4: Spike thresh=1 toler=0.3 length=60
soil temperature 0.05m 6/1 | 0.05 | 6 | 1 | Tsoil 0.05m 6/1 NT5-L | Box06_Temp1 | degC | Box06_Temp1 [degC] | SoilSoiltemperature0_05mAvg15Min_06_1 | a89bb0948ccf8 | -25 | 50 | NT5-L | 2014-04-01 14:04 |  |  | left profile in SR-NT-Trench 5, east | 652164.6184 | 5772990.9584 | maintenance | man_flag | undef | limits | Spike thresh=1 toler=0.3 length=60 |  |  |  |  | check_battery length=7d | compare close sensors | constant length=5h eps=0.0001 |  | constant length=5h eps=0.0001 | install_date | MAD deriv=2 z=7 length=180d
soil temperature 0.1m 6/2 | 0.1 | 6 | 2 | Tsoil 0.1m 6/2 NT5-L | Box06_Temp2 | degC | Box06_Temp2 [degC] | SoilSoiltemperature0_1mAvg15Min_06_2 | a89bb0948ccf8 | -25 | 50 | NT5-L | 2014-04-01 14:04 |  |  | left profile in SR-NT-Trench 5, east | 652164.6184 | 5772990.9584 | maintenance | man_flag | undef | limits | Spike thresh=1 toler=0.3 length=60 |  |  |  |  | check_battery length=7d | compare close sensors | constant length=5h eps=0.0001 |  | constant length=5h eps=0.0001 | install_date | MAD deriv=2 z=7 length=180d
soil temperature 0.2m 6/3 | 0.2 | 6 | 3 | Tsoil 0.2m 6/3 NT5-L | Box06_Temp3 | degC | Box06_Temp3 [degC] | SoilSoiltemperature0_2mAvg15Min_06_3 | a89bb0948ccf8 | -25 | 50 | NT5-L | 2014-04-01 14:04 |  |  | left profile in SR-NT-Trench 5, east | 652164.6184 | 5772990.9584 | maintenance | man_flag | undef | limits | Spike thresh=1 toler=0.3 length=60 |  |  |  |  | check_battery length=7d | compare close sensors | constant length=5h eps=0.0001 |  | constant length=5h eps=0.0001 | install_date | MAD deriv=2 z=7 length=180d
soil temperature 0.3m 6/4 | 0.3 | 6 | 4 | Tsoil 0.3m 6/4 NT5-L | Box06_Temp4 | degC | Box06_Temp4 [degC] | SoilSoiltemperature0_3mAvg15Min_06_4 | a89bb0948ccf8 | -25 | 50 | NT5-L | 2014-04-01 14:04 |  |  | left profile in SR-NT-Trench 5, east | 652164.6184 | 5772990.9584 | maintenance | man_flag | undef | limits | Spike thresh=1 toler=0.3 length=60 |  |  |  |  | check_battery length=7d | compare close sensors | constant length=5h eps=0.0001 |  | constant length=5h eps=0.0001 | install_date | MAD deriv=2 z=7 length=180d
soil temperature 0.4m 6/5 | 0.4 | 6 | 5 | Tsoil 0.4m 6/5 NT5-L | Box06_Temp5 | degC | Box06_Temp5 [degC] | SoilSoiltemperature0_4mAvg15Min_06_5 | a89bb0948ccf8 | -15 | 50 | NT5-L | 2014-04-01 14:04 |  |  | left profile in SR-NT-Trench 5, east | 652164.6184 | 5772990.9584 | maintenance | man_flag | undef | limits | Spike thresh=1 toler=0.3 length=60 |  |  |  |  | check_battery length=7d | compare close sensors | constant length=5h eps=0.0001 |  | constant length=5h eps=0.0001 | install_date | MAD deriv=2 z=7 length=180d
soil temperature 0.5m 6/6 | 0.5 | 6 | 6 | Tsoil 0.5m 6/6 NT5-L | Box06_Temp6 | degC | Box06_Temp6 [degC] | SoilSoiltemperature0_5mAvg15Min_06_6 | a89bb0948ccf8 | -10 | 50 | NT5-L | 2014-04-01 14:04 |  |  | left profile in SR-NT-Trench 5, east | 652164.6184 | 5772990.9584 | maintenance | man_flag | undef | limits | Spike thresh=1 toler=0.3 length=60 |  |  |  |  | check_battery length=7d | compare close sensors | constant length=5h eps=0.0001 |  | constant length=5h eps=0.0001 | install_date | MAD deriv=2 z=7 length=180d
soil temperature 0.05m 7/1 | 0.05 | 7 | 1 | Tsoil 0.05m 7/1 NT5-R | Box07_Temp1 | degC | Box07_Temp1 [degC] | SoilSoiltemperature0_05mAvg15Min_07_1 | c8143ad0ea809 | -25 | 50 | NT5-R | 2014-04-01 14:06 |  |  | right profile in SR-NT-Trench 5, east | 652164.6184 | 5772990.9584 | maintenance | man_flag | undef | limits | Spike thresh=1 toler=0.3 length=60 |  |  |  |  | check_battery length=7d | compare close sensors | constant length=5h eps=0.0001 |  | constant length=5h eps=0.0001 | install_date | MAD deriv=2 z=7 length=180d
soil temperature 0.1m 7/2 | 0.1 | 7 | 2 | Tsoil 0.1m 7/2 NT5-R | Box07_Temp2 | degC | Box07_Temp2 [degC] | SoilSoiltemperature0_1mAvg15Min_07_2 | c8143ad0ea809 | -25 | 50 | NT5-R | 2014-04-01 14:06 |  |  | right profile in SR-NT-Trench 5, east | 652164.6184 | 5772990.9584 | maintenance | man_flag | undef | limits | Spike thresh=1 toler=0.3 length=60 |  |  |  |  | check_battery length=7d | compare close sensors | constant length=5h eps=0.0001 |  | constant length=5h eps=0.0001 | install_date | MAD deriv=2 z=7 length=180d
soil temperature 0.2m 7/3 | 0.2 | 7 | 3 | Tsoil 0.2m 7/3 NT5-R | Box07_Temp3 | degC | Box07_Temp3 [degC] | SoilSoiltemperature0_2mAvg15Min_07_3 | c8143ad0ea809 | -25 | 50 | NT5-R | 2014-04-01 14:06 |  |  | right profile in SR-NT-Trench 5, east | 652164.6184 | 5772990.9584 | maintenance | man_flag | undef | limits | Spike thresh=1 toler=0.3 length=60 |  |  |  |  | check_battery length=7d | compare close sensors | constant length=5h eps=0.0001 |  | constant length=5h eps=0.0001 | install_date | MAD deriv=2 z=7 length=180d
soil temperature 0.3m 7/4 | 0.3 | 7 | 4 | Tsoil 0.3m 7/4 NT5-R | Box07_Temp4 | degC | Box07_Temp4 [degC] | SoilSoiltemperature0_3mAvg15Min_07_4 | c8143ad0ea809 | -25 | 50 | NT5-R | 2014-04-01 14:06 |  |  | right profile in SR-NT-Trench 5, east | 652164.6184 | 5772990.9584 | maintenance | man_flag | undef | limits | Spike thresh=1 toler=0.3 length=60 |  |  |  |  | check_battery length=7d | compare close sensors | constant length=5h eps=0.0001 |  | constant length=5h eps=0.0001 | install_date | MAD deriv=2 z=7 length=180d
soil temperature 0.4m 7/5 | 0.4 | 7 | 5 | Tsoil 0.4m 7/5 NT5-R | Box07_Temp5 | degC | Box07_Temp5 [degC] | SoilSoiltemperature0_4mAvg15Min_07_5 | c8143ad0ea809 | -15 | 50 | NT5-R | 2014-04-01 14:06 |  |  | right profile in SR-NT-Trench 5, east | 652164.6184 | 5772990.9584 | maintenance | man_flag | undef | limits | Spike thresh=1 toler=0.3 length=60 |  |  |  |  | check_battery length=7d | compare close sensors | constant length=5h eps=0.0001 |  | constant length=5h eps=0.0001 | install_date | MAD deriv=2 z=7 length=180d
soil temperature 0.5m 7/6 | 0.5 | 7 | 6 | Tsoil 0.5m 7/6 NT5-R | Box07_Temp6 | degC | Box07_Temp6 [degC] | SoilSoiltemperature0_5mAvg15Min_07_6 | c8143ad0ea809 | -10 | 50 | NT5-R | 2014-04-01 14:06 |  |  | right profile in SR-NT-Trench 5, east | 652164.6184 | 5772990.9584 | maintenance | man_flag | undef | limits | Spike thresh=1 toler=0.3 length=60 |  |  |  |  | check_battery length=7d | compare close sensors | constant length=5h eps=0.0001 |  | constant length=5h eps=0.0001 | install_date | MAD deriv=2 z=7 length=180d
soil temperature 0.05m 8/1 | 0.05 | 8 | 1 | Box08_Temp1 | Box08_Temp1 | degC | Box08_Temp1 [degC] |  |  | -25 | 50 | Anke | 2012-07-19 19:33 | 2014-02-27 02:04 |  | no manual flagging performed |  |  | Flag_0: maintenance; Flag_1: man_flag; Flag_2: undef; Flag_3: limits; Flag_4: Spike thresh=1 toler=0.3 length=60
soil temperature 0.05m 8/2 | 0.05 | 8 | 2 | Box08_Temp2 | Box08_Temp2 | degC | Box08_Temp2 [degC] |  |  | -25 | 50 | Anke | 2012-07-19 19:33 | 2014-02-27 02:04 |  | no manual flagging performed |  |  | Flag_0: maintenance; Flag_1: man_flag; Flag_2: undef; Flag_3: limits; Flag_4: Spike thresh=1 toler=0.3 length=60
soil temperature 0.05m 8/3 | 0.05 | 8 | 3 | Box08_Temp3 | Box08_Temp3 | degC | Box08_Temp3 [degC] |  |  | -25 | 50 | Anke | 2012-07-19 19:33 | 2014-02-27 02:04 |  | no manual flagging performed |  |  | Flag_0: maintenance; Flag_1: man_flag; Flag_2: undef; Flag_3: limits; Flag_4: Spike thresh=1 toler=0.3 length=60
soil temperature 0.05m 8/4 | 0.05 | 8 | 4 | Box08_Temp4 | Box08_Temp4 | degC | Box08_Temp4 [degC] |  |  | -25 | 50 | Anke | 2012-07-19 19:33 | 2014-02-27 02:04 |  | no manual flagging performed |  |  | Flag_0: maintenance; Flag_1: man_flag; Flag_2: undef; Flag_3: limits; Flag_4: Spike thresh=1 toler=0.3 length=60
soil temperature 0.05m 8/5 | 0.05 | 8 | 5 | Box08_Temp5 | Box08_Temp5 | degC | Box08_Temp5 [degC] |  |  | -25 | 50 | Anke | 2012-07-19 19:33 | 2014-02-27 02:04 |  | no manual flagging performed |  |  | Flag_0: maintenance; Flag_1: man_flag; Flag_2: undef; Flag_3: limits; Flag_4: Spike thresh=1 toler=0.3 length=60
soil temperature 0.05m 8/6 | 0.05 | 8 | 6 | Box08_Temp6 | Box08_Temp6 | degC | Box08_Temp6 [degC] |  |  | -25 | 50 | Anke | 2012-07-19 19:33 | 2014-02-27 02:04 |  | no manual flagging performed |  |  | Flag_0: maintenance; Flag_1: man_flag; Flag_2: undef; Flag_3: limits; Flag_4: Spike thresh=1 toler=0.3 length=60
soil temperature 0.05m 9/1 | 0.05 | 9 | 1 | Box09_Temp1 | Box09_Temp1 | degC | Box09_Temp1 [degC] |  |  | -25 | 50 | Anke | 2012-07-19 19:33 | 2013-08-09 16:36 |  | no manual flagging performed |  |  | Flag_0: maintenance; Flag_1: man_flag; Flag_2: undef; Flag_3: limits; Flag_4: Spike thresh=1 toler=0.3 length=60
soil temperature 0.05m 9/2 | 0.05 | 9 | 2 | Box09_Temp2 | Box09_Temp2 | degC | Box09_Temp2 [degC] |  |  | -25 | 50 | Anke | 2012-07-19 19:33 | 2013-08-09 16:36 |  | no manual flagging performed |  |  | Flag_0: maintenance; Flag_1: man_flag; Flag_2: undef; Flag_3: limits; Flag_4: Spike thresh=1 toler=0.3 length=60
soil temperature 0.05m 9/3 | 0.05 | 9 | 3 | Box09_Temp3 | Box09_Temp3 | degC | Box09_Temp3 [degC] |  |  | -25 | 50 | Anke | 2012-07-19 19:33 | 2013-08-09 16:36 |  | no manual flagging performed |  |  | Flag_0: maintenance; Flag_1: man_flag; Flag_2: undef; Flag_3: limits; Flag_4: Spike thresh=1 toler=0.3 length=60
soil temperature 0.05m 9/4 | 0.05 | 9 | 4 | Box09_Temp4 | Box09_Temp4 | degC | Box09_Temp4 [degC] |  |  | -25 | 50 | Anke | 2012-07-19 19:33 | 2013-08-09 16:36 |  | no manual flagging performed |  |  | Flag_0: maintenance; Flag_1: man_flag; Flag_2: undef; Flag_3: limits; Flag_4: Spike thresh=1 toler=0.3 length=60
soil temperature 0.05m 9/5 | 0.05 | 9 | 5 | Box09_Temp5 | Box09_Temp5 | degC | Box09_Temp5 [degC] |  |  | -25 | 50 | Anke | 2012-07-19 19:33 | 2013-08-09 16:36 |  | no manual flagging performed |  |  | Flag_0: maintenance; Flag_1: man_flag; Flag_2: undef; Flag_3: limits; Flag_4: Spike thresh=1 toler=0.3 length=60
soil temperature 0.05m 9/6 | 0.05 | 9 | 6 | Box09_Temp6 | Box09_Temp6 | degC | Box09_Temp6 [degC] |  |  | -25 | 50 | Anke | 2012-07-19 19:33 | 2013-08-09 16:36 |  | no manual flagging performed |  |  | Flag_0: maintenance; Flag_1: man_flag; Flag_2: undef; Flag_3: limits; Flag_4: Spike thresh=1 toler=0.3 length=60
soil temperature 0.1m 10/1 | 0.1 | 10 | 1 | Tsoil 0.1m 10/1 T1-L | Box10_Temp1 | degC | Box10_Temp1 [degC] | SoilSoiltemperature0_1mAvg15Min_10_1 | 17a2bf3f52597 | -25 | 50 | T1-L | 2013-12-12 11:47 | 2016-03-17 04:08 |  | left profile in Trench 1, north-east | 652288.379 | 5772995.2768 | maintenance | man_flag | undef | limits | Spike thresh=1 toler=0.3 length=60 |  |  |  |  | check_battery length=7d | compare close sensors | constant length=5h eps=0.0001 |  | constant length=5h eps=0.0001 | install_date | MAD deriv=2 z=7 length=180d
soil temperature 0.2m 10/2 | 0.2 | 10 | 2 | Tsoil 0.2m 10/2 T1-L | Box10_Temp2 | degC | Box10_Temp2 [degC] | SoilSoiltemperature0_2mAvg15Min_10_2 | 17a2bf3f52597 | -25 | 50 | T1-L | 2013-12-12 11:47 | 2016-03-17 04:08 |  | left profile in Trench 1, north-east | 652288.379 | 5772995.2768 | maintenance | man_flag | undef | limits | Spike thresh=1 toler=0.3 length=60 |  |  |  |  | check_battery length=7d | compare close sensors | constant length=5h eps=0.0001 |  | constant length=5h eps=0.0001 | install_date | MAD deriv=2 z=7 length=180d
soil temperature 0.3m 10/3 | 0.3 | 10 | 3 | Tsoil 0.3m 10/3 T1-L | Box10_Temp3 | degC | Box10_Temp3 [degC] | SoilSoiltemperature0_3mAvg15Min_10_3 | 17a2bf3f52597 | -25 | 50 | T1-L | 2013-12-12 11:47 | 2016-03-17 04:08 |  | left profile in Trench 1, north-east | 652288.379 | 5772995.2768 | maintenance | man_flag | undef | limits | Spike thresh=1 toler=0.3 length=60 |  |  |  |  | check_battery length=7d | compare close sensors | constant length=5h eps=0.0001 |  | constant length=5h eps=0.0001 | install_date | MAD deriv=2 z=7 length=180d
soil temperature 0.4m 10/4 | 0.4 | 10 | 4 | Tsoil 0.4m 10/4 T1-L | Box10_Temp4 | degC | Box10_Temp4 [degC] | SoilSoiltemperature0_4mAvg15Min_10_4 | 17a2bf3f52597 | -15 | 50 | T1-L | 2013-12-12 11:47 | 2016-03-17 04:08 |  | left profile in Trench 1, north-east | 652288.379 | 5772995.2768 | maintenance | man_flag | undef | limits | Spike thresh=1 toler=0.3 length=60 |  |  |  |  | check_battery length=7d | compare close sensors | constant length=5h eps=0.0001 |  | constant length=5h eps=0.0001 | install_date | MAD deriv=2 z=7 length=180d
soil temperature 0.5m 10/5 | 0.5 | 10 | 5 | Tsoil 0.5m 10/5 T1-L | Box10_Temp5 | degC | Box10_Temp5 [degC] | SoilSoiltemperature0_5mAvg15Min_10_5 | 17a2bf3f52597 | -10 | 50 | T1-L | 2013-12-12 11:47 | 2016-03-17 04:08 |  | left profile in Trench 1, north-east | 652288.379 | 5772995.2768 | maintenance | man_flag | undef | limits | Spike thresh=1 toler=0.3 length=60 |  |  |  |  | check_battery length=7d | compare close sensors | constant length=5h eps=0.0001 |  | constant length=5h eps=0.0001 | install_date | MAD deriv=2 z=7 length=180d
soil temperature 0.6m 10/6 | 0.6 | 10 | 6 | Tsoil 0.6m 10/6 T1-L | Box10_Temp6 | degC | Box10_Temp6 [degC] | SoilSoiltemperature0_6mAvg15Min_10_6 | 17a2bf3f52597 | -10 | 50 | T1-L | 2013-12-12 11:47 | 2016-03-17 04:08 |  | left profile in Trench 1, north-east | 652288.379 | 5772995.2768 | maintenance | man_flag | undef | limits | Spike thresh=1 toler=0.3 length=60 |  |  |  |  | check_battery length=7d | compare close sensors | constant length=5h eps=0.0001 |  | constant length=5h eps=0.0001 | install_date | MAD deriv=2 z=7 length=180d
soil temperature 0.1m 11/1 | 0.1 | 11 | 1 | Tsoil 0.1m 11/1 SR15 | Box11_Temp1 | degC | Box11_Temp1 [degC] | SoilSoiltemperature0_1mAvg15Min_11_1 | 4230a13866fdb | -25 | 50 | SR15 | 2013-09-12 13:31 | 2015-10-13 06:35 | 1.5m SW | despite heavy rain before, soil is quite dry in 30 cm | 652224.8474 | 5772964.4175 | maintenance | man_flag | undef | limits | Spike thresh=1 toler=0.3 length=60 |  |  |  |  | check_battery length=7d | compare close sensors | constant length=5h eps=0.0001 |  | constant length=5h eps=0.0001 | install_date | MAD deriv=2 z=7 length=180d
soil temperature 0.3m 11/2 | 0.3 | 11 | 2 | Tsoil 0.3m 11/2 SR15 | Box11_Temp2 | degC | Box11_Temp2 [degC] | SoilSoiltemperature0_3mAvg15Min_11_2 | 4230a13866fdb | -25 | 50 | SR15 | 2013-09-12 13:31 | 2015-10-13 06:35 | 1.5m SW |  | 652224.8474 | 5772964.4175 | maintenance | man_flag | undef | limits | Spike thresh=1 toler=0.3 length=60 |  |  |  |  | check_battery length=7d | compare close sensors | constant length=5h eps=0.0001 |  | constant length=5h eps=0.0001 | install_date | MAD deriv=2 z=7 length=180d
soil temperature 0.1m 11/3 | 0.1 | 11 | 3 | Tsoil 0.1m 11/3 SR19 | Box11_Temp3 | degC | Box11_Temp3 [degC] | SoilSoiltemperature0_1mAvg15Min_11_3 | 4230a13866fdb | -25 | 50 | SR19 | 2013-09-12 13:31 | 2015-10-13 06:35 | 1m S |  | 652211.4154 | 5772970.7063 | maintenance | man_flag | undef | limits | Spike thresh=1 toler=0.3 length=60 |  |  |  |  | check_battery length=7d | compare close sensors | constant length=5h eps=0.0001 |  | constant length=5h eps=0.0001 | install_date | MAD deriv=2 z=7 length=180d
soil temperature 0.3m 11/4 | 0.3 | 11 | 4 | Tsoil 0.3m 11/4 SR19 | Box11_Temp4 | degC | Box11_Temp4 [degC] | SoilSoiltemperature0_3mAvg15Min_11_4 | 4230a13866fdb | -25 | 50 | SR19 | 2013-09-12 13:31 | 2015-10-13 06:35 | 1m S |  | 652211.4154 | 5772970.7063 | maintenance | man_flag | undef | limits | Spike thresh=1 toler=0.3 length=60 |  |  |  |  | check_battery length=7d | compare close sensors | constant length=5h eps=0.0001 |  | constant length=5h eps=0.0001 | install_date | MAD deriv=2 z=7 length=180d
soil temperature 0.1m 11/5 | 0.1 | 11 | 5 | Tsoil 0.1m 11/5 SR20 | Box11_Temp5 | degC | Box11_Temp5 [degC] | SoilSoiltemperature0_1mAvg15Min_11_5 | 4230a13866fdb | -25 | 50 | SR20 | 2013-09-12 13:31 | 2015-10-13 06:35 | 1m N |  | 652207.6507 | 5772961.8378 | maintenance | man_flag | undef | limits | Spike thresh=1 toler=0.3 length=60 |  |  |  |  | check_battery length=7d | compare close sensors | constant length=5h eps=0.0001 |  | constant length=5h eps=0.0001 | install_date | MAD deriv=2 z=7 length=180d
soil temperature 0.3m 11/6 | 0.3 | 11 | 6 | Tsoil 0.3m 11/6 SR20 | Box11_Temp6 | degC | Box11_Temp6 [degC] | SoilSoiltemperature0_3mAvg15Min_11_6 | 4230a13866fdb | -25 | 50 | SR20 | 2013-09-12 13:31 | 2015-10-13 06:35 | 1m N | Löß, loamy | 652207.6507 | 5772961.8378 | maintenance | man_flag | undef | limits | Spike thresh=1 toler=0.3 length=60 |  |  |  |  | check_battery length=7d | compare close sensors | constant length=5h eps=0.0001 |  | constant length=5h eps=0.0001 | install_date | MAD deriv=2 z=7 length=180d
soil temperature 0.05m 12/1 | 0.05 | 12 | 1 | Tsoil 0.05m 12/1 NT2-R | Box12_Temp1 | degC | Box12_Temp1 [degC] | SoilSoiltemperature0_05mAvg15Min_12_1 | 4f746b56aadc3 | -25 | 50 | NT2-R | 2014-03-20 13:22 |  |  | right profile in SR-NT-Trench 2, north | 652259.429 | 5772990.697 | maintenance | man_flag | undef | limits | Spike thresh=1 toler=0.3 length=60 |  |  |  |  | check_battery length=7d | compare close sensors | constant length=5h eps=0.0001 |  | constant length=5h eps=0.0001 | install_date | MAD deriv=2 z=7 length=180d
soil temperature 0.1m 12/2 | 0.1 | 12 | 2 | Tsoil 0.1m 12/2 NT2-R | Box12_Temp2 | degC | Box12_Temp2 [degC] | SoilSoiltemperature0_1mAvg15Min_12_2 | 4f746b56aadc3 | -25 | 50 | NT2-R | 2014-03-20 13:22 |  |  | right profile in SR-NT-Trench 2, north | 652259.429 | 5772990.697 | maintenance | man_flag | undef | limits | Spike thresh=1 toler=0.3 length=60 |  |  |  |  | check_battery length=7d | compare close sensors | constant length=5h eps=0.0001 |  | constant length=5h eps=0.0001 | install_date | MAD deriv=2 z=7 length=180d
soil temperature 0.2m 12/3 | 0.2 | 12 | 3 | Tsoil 0.2m 12/3 NT2-R | Box12_Temp3 | degC | Box12_Temp3 [degC] | SoilSoiltemperature0_2mAvg15Min_12_3 | 4f746b56aadc3 | -25 | 50 | NT2-R | 2014-03-20 13:22 |  |  | right profile in SR-NT-Trench 2, north | 652259.429 | 5772990.697 | maintenance | man_flag | undef | limits | Spike thresh=1 toler=0.3 length=60 |  |  |  |  | check_battery length=7d | compare close sensors | constant length=5h eps=0.0001 |  | constant length=5h eps=0.0001 | install_date | MAD deriv=2 z=7 length=180d
soil temperature 0.3m 12/4 | 0.3 | 12 | 4 | Tsoil 0.3m 12/4 NT2-R | Box12_Temp4 | degC | Box12_Temp4 [degC] | SoilSoiltemperature0_3mAvg15Min_12_4 | 4f746b56aadc3 | -25 | 50 | NT2-R | 2014-03-20 13:22 |  |  | right profile in SR-NT-Trench 2, north | 652259.429 | 5772990.697 | maintenance | man_flag | undef | limits | Spike thresh=1 toler=0.3 length=60 |  |  |  |  | check_battery length=7d | compare close sensors | constant length=5h eps=0.0001 |  | constant length=5h eps=0.0001 | install_date | MAD deriv=2 z=7 length=180d
soil temperature 0.4m 12/5 | 0.4 | 12 | 5 | Tsoil 0.4m 12/5 NT2-R | Box12_Temp5 | degC | Box12_Temp5 [degC] | SoilSoiltemperature0_4mAvg15Min_12_5 | 4f746b56aadc3 | -15 | 50 | NT2-R | 2014-03-20 13:22 |  |  | right profile in SR-NT-Trench 2, north | 652259.429 | 5772990.697 | maintenance | man_flag | undef | limits | Spike thresh=1 toler=0.3 length=60 |  |  |  |  | check_battery length=7d | compare close sensors | constant length=5h eps=0.0001 |  | constant length=5h eps=0.0001 | install_date | MAD deriv=2 z=7 length=180d
soil temperature 0.5m 12/6 | 0.5 | 12 | 6 | Tsoil 0.5m 12/6 NT2-R | Box12_Temp6 | degC | Box12_Temp6 [degC] | SoilSoiltemperature0_5mAvg15Min_12_6 | 4f746b56aadc3 | -10 | 50 | NT2-R | 2014-03-20 13:22 |  |  | right profile in SR-NT-Trench 2, north | 652259.429 | 5772990.697 | maintenance | man_flag | undef | limits | Spike thresh=1 toler=0.3 length=60 |  |  |  |  | check_battery length=7d | compare close sensors | constant length=5h eps=0.0001 |  | constant length=5h eps=0.0001 | install_date | MAD deriv=2 z=7 length=180d
soil temperature 0.05m 13/1 | 0.05 | 13 | 1 | Tsoil 0.05m 13/1 T3-L | Box13_Temp1 | degC | Box13_Temp1 [degC] | SoilSoiltemperature0_05mAvg15Min_13_1 | f9bf7d1152b1a | -25 | 50 | T3-L | 2013-12-05 15:14 |  |  | left profile in Trench 3 | 652244.9608 | 5773025.231 | maintenance | man_flag | undef | limits | Spike thresh=1 toler=0.3 length=60 |  |  |  |  | check_battery length=7d | compare close sensors | constant length=5h eps=0.0001 |  | constant length=5h eps=0.0001 | install_date | MAD deriv=2 z=7 length=180d
soil temperature 0.1m 13/2 | 0.1 | 13 | 2 | Tsoil 0.1m 13/2 T3-L | Box13_Temp2 | degC | Box13_Temp2 [degC] | SoilSoiltemperature0_1mAvg15Min_13_2 | f9bf7d1152b1a | -25 | 50 | T3-L | 2013-12-05 15:14 |  |  | left profile in Trench 3 | 652244.9608 | 5773025.231 | maintenance | man_flag | undef | limits | Spike thresh=1 toler=0.3 length=60 |  |  |  |  | check_battery length=7d | compare close sensors | constant length=5h eps=0.0001 |  | constant length=5h eps=0.0001 | install_date | MAD deriv=2 z=7 length=180d
soil temperature 0.2m 13/3 | 0.2 | 13 | 3 | Tsoil 0.2m 13/3 T3-L | Box13_Temp3 | degC | Box13_Temp3 [degC] | SoilSoiltemperature0_2mAvg15Min_13_3 | f9bf7d1152b1a | -25 | 50 | T3-L | 2013-12-05 15:14 |  |  | left profile in Trench 3 | 652244.9608 | 5773025.231 | maintenance | man_flag | undef | limits | Spike thresh=1 toler=0.3 length=60 |  |  |  |  | check_battery length=7d | compare close sensors | constant length=5h eps=0.0001 |  | constant length=5h eps=0.0001 | install_date | MAD deriv=2 z=7 length=180d
soil temperature 0.3m 13/4 | 0.3 | 13 | 4 | Tsoil 0.3m 13/4 T3-L | Box13_Temp4 | degC | Box13_Temp4 [degC] | SoilSoiltemperature0_3mAvg15Min_13_4 | f9bf7d1152b1a | -25 | 50 | T3-L | 2013-12-05 15:14 |  |  | left profile in Trench 3 | 652244.9608 | 5773025.231 | maintenance | man_flag | undef | limits | Spike thresh=1 toler=0.3 length=60 |  |  |  |  | check_battery length=7d | compare close sensors | constant length=5h eps=0.0001 |  | constant length=5h eps=0.0001 | install_date | MAD deriv=2 z=7 length=180d
soil temperature 0.5m 13/5 | 0.5 | 13 | 5 | Tsoil 0.5m 13/5 T3-L | Box13_Temp5 | degC | Box13_Temp5 [degC] | SoilSoiltemperature0_5mAvg15Min_13_5 | f9bf7d1152b1a | -10 | 50 | T3-L | 2013-12-05 15:14 |  |  | left profile in Trench 3 | 652244.9608 | 5773025.231 | maintenance | man_flag | undef | limits | Spike thresh=1 toler=0.3 length=60 |  |  |  |  | check_battery length=7d | compare close sensors | constant length=5h eps=0.0001 |  | constant length=5h eps=0.0001 | install_date | MAD deriv=2 z=7 length=180d
soil temperature 0.6m 13/6 | 0.6 | 13 | 6 | Tsoil 0.6m 13/6 T3-L | Box13_Temp6 | degC | Box13_Temp6 [degC] | SoilSoiltemperature0_6mAvg15Min_13_6 | f9bf7d1152b1a | -10 | 50 | T3-L | 2013-12-05 15:14 |  |  | left profile in Trench 3 | 652244.9608 | 5773025.231 | maintenance | man_flag | undef | limits | Spike thresh=1 toler=0.3 length=60 |  |  |  |  | check_battery length=7d | compare close sensors | constant length=5h eps=0.0001 |  | constant length=5h eps=0.0001 | install_date | MAD deriv=2 z=7 length=180d
soil temperature 0.05m 14/1 | 0.05 | 14 | 1 | Tsoil 0.05m 14/1 T1-R | Box14_Temp1 | degC | Box14_Temp1 [degC] | SoilSoiltemperature0_05mAvg15Min_14_1 | 58fabbf759aa9 | -25 | 50 | T1-R | 2013-12-12 12:00 | 2016-07-26 23:42 |  | right profile in Trench 1, north-east | 652288.379 | 5772995.2768 | maintenance | man_flag | undef | limits | Spike thresh=1 toler=0.3 length=60 |  |  |  |  | check_battery length=7d | compare close sensors | constant length=5h eps=0.0001 |  | constant length=5h eps=0.0001 | install_date | MAD deriv=2 z=7 length=180d
soil temperature 0.1m 14/2 | 0.1 | 14 | 2 | Tsoil 0.1m 14/2 T1-R | Box14_Temp2 | degC | Box14_Temp2 [degC] | SoilSoiltemperature0_1mAvg15Min_14_2 | 58fabbf759aa9 | -25 | 50 | T1-R | 2013-12-12 12:00 | 2016-07-26 23:42 |  | right profile in Trench 1, north-east | 652288.379 | 5772995.2768 | maintenance | man_flag | undef | limits | Spike thresh=1 toler=0.3 length=60 |  |  |  |  | check_battery length=7d | compare close sensors | constant length=5h eps=0.0001 |  | constant length=5h eps=0.0001 | install_date | MAD deriv=2 z=7 length=180d
soil temperature 0.2m 14/3 | 0.2 | 14 | 3 | Tsoil 0.2m 14/3 T1-R | Box14_Temp3 | degC | Box14_Temp3 [degC] | SoilSoiltemperature0_2mAvg15Min_14_3 | 58fabbf759aa9 | -25 | 50 | T1-R | 2013-12-12 12:00 | 2016-07-26 23:42 |  | right profile in Trench 1, north-east | 652288.379 | 5772995.2768 | maintenance | man_flag | undef | limits | Spike thresh=1 toler=0.3 length=60 |  |  |  |  | check_battery length=7d | compare close sensors | constant length=5h eps=0.0001 |  | constant length=5h eps=0.0001 | install_date | MAD deriv=2 z=7 length=180d
soil temperature 0.3m 14/4 | 0.3 | 14 | 4 | Tsoil 0.3m 14/4 T1-R | Box14_Temp4 | degC | Box14_Temp4 [degC] | SoilSoiltemperature0_3mAvg15Min_14_4 | 58fabbf759aa9 | -25 | 50 | T1-R | 2013-12-12 12:00 | 2016-07-26 23:42 |  | right profile in Trench 1, north-east | 652288.379 | 5772995.2768 | maintenance | man_flag | undef | limits | Spike thresh=1 toler=0.3 length=60 |  |  |  |  | check_battery length=7d | compare close sensors | constant length=5h eps=0.0001 |  | constant length=5h eps=0.0001 | install_date | MAD deriv=2 z=7 length=180d
soil temperature 0.4m 14/5 | 0.4 | 14 | 5 | Tsoil 0.4m 14/5 T1-R | Box14_Temp5 | degC | Box14_Temp5 [degC] | SoilSoiltemperature0_4mAvg15Min_14_5 | 58fabbf759aa9 | -15 | 50 | T1-R | 2013-12-12 12:00 | 2016-07-26 23:42 |  | right profile in Trench 1, north-east | 652288.379 | 5772995.2768 | maintenance | man_flag | undef | limits | Spike thresh=1 toler=0.3 length=60 |  |  |  |  | check_battery length=7d | compare close sensors | constant length=5h eps=0.0001 |  | constant length=5h eps=0.0001 | install_date | MAD deriv=2 z=7 length=180d
soil temperature 0.6m 14/6 | 0.6 | 14 | 6 | Tsoil 0.6m 14/6 T1-R | Box14_Temp6 | degC | Box14_Temp6 [degC] | SoilSoiltemperature0_6mAvg15Min_14_6 | 58fabbf759aa9 | -10 | 50 | T1-R | 2013-12-12 12:00 | 2016-07-26 23:42 |  | right profile in Trench 1, north-east | 652288.379 | 5772995.2768 | maintenance | man_flag | undef | limits | Spike thresh=1 toler=0.3 length=60 |  |  |  |  | check_battery length=7d | compare close sensors | constant length=5h eps=0.0001 |  | constant length=5h eps=0.0001 | install_date | MAD deriv=2 z=7 length=180d
soil temperature 0.05m 15/1 | 0.05 | 15 | 1 | Tsoil 0.05m 15/1 NT2-L | Box15_Temp1 | degC | Box15_Temp1 [degC] | SoilSoiltemperature0_05mAvg15Min_15_1 | 0228ca26b2364 | -25 | 50 | NT2-L | 2014-03-18 14:46 |  |  | left profile in SR-NT-Trench 2, north | 652259.429 | 5772990.697 | maintenance | man_flag | undef | limits | Spike thresh=1 toler=0.3 length=60 |  |  |  |  | check_battery length=7d | compare close sensors | constant length=5h eps=0.0001 |  | constant length=5h eps=0.0001 | install_date | MAD deriv=2 z=7 length=180d
soil temperature 0.1m 15/2 | 0.1 | 15 | 2 | Tsoil 0.1m 15/2 NT2-L | Box15_Temp2 | degC | Box15_Temp2 [degC] | SoilSoiltemperature0_1mAvg15Min_15_2 | 0228ca26b2364 | -25 | 50 | NT2-L | 2014-03-18 14:46 |  |  | left profile in SR-NT-Trench 2, north | 652259.429 | 5772990.697 | maintenance | man_flag | undef | limits | Spike thresh=1 toler=0.3 length=60 |  |  |  |  | check_battery length=7d | compare close sensors | constant length=5h eps=0.0001 |  | constant length=5h eps=0.0001 | install_date | MAD deriv=2 z=7 length=180d
soil temperature 0.2m 15/3 | 0.2 | 15 | 3 | Tsoil 0.2m 15/3 NT2-L | Box15_Temp3 | degC | Box15_Temp3 [degC] | SoilSoiltemperature0_2mAvg15Min_15_3 | 0228ca26b2364 | -25 | 50 | NT2-L | 2014-03-18 14:46 |  |  | left profile in SR-NT-Trench 2, north | 652259.429 | 5772990.697 | maintenance | man_flag | undef | limits | Spike thresh=1 toler=0.3 length=60 |  |  |  |  | check_battery length=7d | compare close sensors | constant length=5h eps=0.0001 |  | constant length=5h eps=0.0001 | install_date | MAD deriv=2 z=7 length=180d
soil temperature 0.3m 15/4 | 0.3 | 15 | 4 | Tsoil 0.3m 15/4 NT2-L | Box15_Temp4 | degC | Box15_Temp4 [degC] | SoilSoiltemperature0_3mAvg15Min_15_4 | 0228ca26b2364 | -25 | 50 | NT2-L | 2014-03-18 14:46 |  |  | left profile in SR-NT-Trench 2, north | 652259.429 | 5772990.697 | maintenance | man_flag | undef | limits | Spike thresh=1 toler=0.3 length=60 |  |  |  |  | check_battery length=7d | compare close sensors | constant length=5h eps=0.0001 |  | constant length=5h eps=0.0001 | install_date | MAD deriv=2 z=7 length=180d
soil temperature 0.4m 15/5 | 0.4 | 15 | 5 | Tsoil 0.4m 15/5 NT2-L | Box15_Temp5 | degC | Box15_Temp5 [degC] | SoilSoiltemperature0_4mAvg15Min_15_5 | 0228ca26b2364 | -15 | 50 | NT2-L | 2014-03-18 14:46 |  |  | left profile in SR-NT-Trench 2, north | 652259.429 | 5772990.697 | maintenance | man_flag | undef | limits | Spike thresh=1 toler=0.3 length=60 |  |  |  |  | check_battery length=7d | compare close sensors | constant length=5h eps=0.0001 |  | constant length=5h eps=0.0001 | install_date | MAD deriv=2 z=7 length=180d
soil temperature 0.5m 15/6 | 0.5 | 15 | 6 | Tsoil 0.5m 15/6 NT2-L | Box15_Temp6 | degC | Box15_Temp6 [degC] | SoilSoiltemperature0_5mAvg15Min_15_6 | 0228ca26b2364 | -10 | 50 | NT2-L | 2014-03-18 14:46 |  |  | left profile in SR-NT-Trench 2, north | 652259.429 | 5772990.697 | maintenance | man_flag | undef | limits | Spike thresh=1 toler=0.3 length=60 |  |  |  |  | check_battery length=7d | compare close sensors | constant length=5h eps=0.0001 |  | constant length=5h eps=0.0001 | install_date | MAD deriv=2 z=7 length=180d
soil temperature 0.05m 16/1 | 0.05 | 16 | 1 | Tsoil 0.05m 16/1 T2-L | Box16_Temp1 | degC | Box16_Temp1 [degC] | SoilSoiltemperature0_05mAvg15Min_16_1 | cec483712561a | -25 | 50 | T2-L | 2013-12-12 11:52 | 2016-10-02 00:07 |  | left profile in Trench 2, east side | 652264.7454 | 5772981.4655 | maintenance | man_flag | undef | limits | Spike thresh=1 toler=0.3 length=60 |  |  |  |  | check_battery length=7d | compare close sensors | constant length=5h eps=0.0001 |  | constant length=5h eps=0.0001 | install_date | MAD deriv=2 z=7 length=180d
soil temperature 0.1m 16/2 | 0.1 | 16 | 2 | Tsoil 0.1m 16/2 T2-L | Box16_Temp2 | degC | Box16_Temp2 [degC] | SoilSoiltemperature0_1mAvg15Min_16_2 | cec483712561a | -25 | 50 | T2-L | 2013-12-12 11:52 | 2016-10-02 00:07 |  | left profile in Trench 2, east side | 652264.7454 | 5772981.4655 | maintenance | man_flag | undef | limits | Spike thresh=1 toler=0.3 length=60 |  |  |  |  | check_battery length=7d | compare close sensors | constant length=5h eps=0.0001 |  | constant length=5h eps=0.0001 | install_date | MAD deriv=2 z=7 length=180d
soil temperature 0.2m 16/3 | 0.2 | 16 | 3 | Tsoil 0.2m 16/3 T2-L | Box16_Temp3 | degC | Box16_Temp3 [degC] | SoilSoiltemperature0_2mAvg15Min_16_3 | cec483712561a | -25 | 50 | T2-L | 2013-12-12 11:52 | 2016-10-02 00:07 |  | left profile in Trench 2, east side | 652264.7454 | 5772981.4655 | maintenance | man_flag | undef | limits | Spike thresh=1 toler=0.3 length=60 |  |  |  |  | check_battery length=7d | compare close sensors | constant length=5h eps=0.0001 |  | constant length=5h eps=0.0001 | install_date | MAD deriv=2 z=7 length=180d
soil temperature 0.3m 16/4 | 0.3 | 16 | 4 | Tsoil 0.3m 16/4 T2-L | Box16_Temp4 | degC | Box16_Temp4 [degC] | SoilSoiltemperature0_3mAvg15Min_16_4 | cec483712561a | -25 | 50 | T2-L | 2013-12-12 11:52 | 2016-10-02 00:07 |  | left profile in Trench 2, east side | 652264.7454 | 5772981.4655 | maintenance | man_flag | undef | limits | Spike thresh=1 toler=0.3 length=60 |  |  |  |  | check_battery length=7d | compare close sensors | constant length=5h eps=0.0001 |  | constant length=5h eps=0.0001 | install_date | MAD deriv=2 z=7 length=180d
soil temperature 0.4m 16/5 | 0.4 | 16 | 5 | Tsoil 0.4m 16/5 T2-L | Box16_Temp5 | degC | Box16_Temp5 [degC] | SoilSoiltemperature0_4mAvg15Min_16_5 | cec483712561a | -15 | 50 | T2-L | 2013-12-12 11:52 | 2016-10-02 00:07 |  | left profile in Trench 2, east side | 652264.7454 | 5772981.4655 | maintenance | man_flag | undef | limits | Spike thresh=1 toler=0.3 length=60 |  |  |  |  | check_battery length=7d | compare close sensors | constant length=5h eps=0.0001 |  | constant length=5h eps=0.0001 | install_date | MAD deriv=2 z=7 length=180d
soil temperature 0.6m 16/6 | 0.6 | 16 | 6 | Tsoil 0.6m 16/6 T2-L | Box16_Temp6 | degC | Box16_Temp6 [degC] | SoilSoiltemperature0_6mAvg15Min_16_6 | cec483712561a | -10 | 50 | T2-L | 2013-12-12 11:52 | 2016-10-02 00:07 |  | left profile in Trench 2, east side | 652264.7454 | 5772981.4655 | maintenance | man_flag | undef | limits | Spike thresh=1 toler=0.3 length=60 |  |  |  |  | check_battery length=7d | compare close sensors | constant length=5h eps=0.0001 |  | constant length=5h eps=0.0001 | install_date | MAD deriv=2 z=7 length=180d
soil temperature 0.1m 17/1 | 0.1 | 17 | 1 | Tsoil 0.1m 17/1 T2-R | Box17_Temp1 | degC | Box17_Temp1 [degC] | SoilSoiltemperature0_1mAvg15Min_17_1 | fe1ec20c4fe49 | -25 | 50 | T2-R | 2013-12-12 11:46 | 2016-09-30 14:04 |  | right profile in Trench 2, east side | 652264.7454 | 5772981.4655 | maintenance | man_flag | undef | limits | Spike thresh=1 toler=0.3 length=60 |  |  |  |  | check_battery length=7d | compare close sensors | constant length=5h eps=0.0001 |  | constant length=5h eps=0.0001 | install_date | MAD deriv=2 z=7 length=180d
soil temperature 0.2m 17/2 | 0.2 | 17 | 2 | Tsoil 0.2m 17/2 T2-R | Box17_Temp2 | degC | Box17_Temp2 [degC] | SoilSoiltemperature0_2mAvg15Min_17_2 | fe1ec20c4fe49 | -25 | 50 | T2-R | 2013-12-12 11:46 | 2016-09-30 14:04 |  | right profile in Trench 2, east side | 652264.7454 | 5772981.4655 | maintenance | man_flag | undef | limits | Spike thresh=1 toler=0.3 length=60 |  |  |  |  | check_battery length=7d | compare close sensors | constant length=5h eps=0.0001 |  | constant length=5h eps=0.0001 | install_date | MAD deriv=2 z=7 length=180d
soil temperature 0.3m 17/3 | 0.3 | 17 | 3 | Tsoil 0.3m 17/3 T2-R | Box17_Temp3 | degC | Box17_Temp3 [degC] | SoilSoiltemperature0_3mAvg15Min_17_3 | fe1ec20c4fe49 | -25 | 50 | T2-R | 2013-12-12 11:46 | 2016-09-30 14:04 |  | right profile in Trench 2, east side | 652264.7454 | 5772981.4655 | maintenance | man_flag | undef | limits | Spike thresh=1 toler=0.3 length=60 |  |  |  |  | check_battery length=7d | compare close sensors | constant length=5h eps=0.0001 |  | constant length=5h eps=0.0001 | install_date | MAD deriv=2 z=7 length=180d
soil temperature 0.4m 17/4 | 0.4 | 17 | 4 | Tsoil 0.4m 17/4 T2-R | Box17_Temp4 | degC | Box17_Temp4 [degC] | SoilSoiltemperature0_4mAvg15Min_17_4 | fe1ec20c4fe49 | -15 | 50 | T2-R | 2013-12-12 11:46 | 2016-09-30 14:04 |  | right profile in Trench 2, east side | 652264.7454 | 5772981.4655 | maintenance | man_flag | undef | limits | Spike thresh=1 toler=0.3 length=60 |  |  |  |  | check_battery length=7d | compare close sensors | constant length=5h eps=0.0001 |  | constant length=5h eps=0.0001 | install_date | MAD deriv=2 z=7 length=180d
soil temperature 0.5m 17/5 | 0.5 | 17 | 5 | Tsoil 0.5m 17/5 T2-R | Box17_Temp5 | degC | Box17_Temp5 [degC] | SoilSoiltemperature0_5mAvg15Min_17_5 | fe1ec20c4fe49 | -10 | 50 | T2-R | 2013-12-12 11:46 | 2016-09-30 14:04 |  | right profile in Trench 2, east side | 652264.7454 | 5772981.4655 | maintenance | man_flag | undef | limits | Spike thresh=1 toler=0.3 length=60 |  |  |  |  | check_battery length=7d | compare close sensors | constant length=5h eps=0.0001 |  | constant length=5h eps=0.0001 | install_date | MAD deriv=2 z=7 length=180d
soil temperature 0.6m 17/6 | 0.6 | 17 | 6 | Tsoil 0.6m 17/6 T2-R | Box17_Temp6 | degC | Box17_Temp6 [degC] | SoilSoiltemperature0_6mAvg15Min_17_6 | fe1ec20c4fe49 | -10 | 50 | T2-R | 2013-12-12 11:46 | 2016-09-30 14:04 |  | right profile in Trench 2, east side | 652264.7454 | 5772981.4655 | maintenance | man_flag | undef | limits | Spike thresh=1 toler=0.3 length=60 |  |  |  |  | check_battery length=7d | compare close sensors | constant length=5h eps=0.0001 |  | constant length=5h eps=0.0001 | install_date | MAD deriv=2 z=7 length=180d
soil temperature 0.05m 18/1 | 0.05 | 18 | 1 | Tsoil 0.05m 18/1 NT1-R | Box18_Temp1 | degC | Box18_Temp1 [degC] | SoilSoiltemperature0_05mAvg15Min_18_1 | 55d11a3e6643d | -25 | 50 | NT1-R | 2014-03-20 13:27 | 2016-04-27 21:01 |  | right profile in SR-NT-Trench 1, north | 652292.3692 | 5772990.3855 | maintenance | man_flag | undef | limits | Spike thresh=1 toler=0.3 length=60 |  |  |  |  | check_battery length=7d | compare close sensors | constant length=5h eps=0.0001 |  | constant length=5h eps=0.0001 | install_date | MAD deriv=2 z=7 length=180d
soil temperature 0.1m 18/2 | 0.1 | 18 | 2 | Tsoil 0.1m 18/2 NT1-R | Box18_Temp2 | degC | Box18_Temp2 [degC] | SoilSoiltemperature0_1mAvg15Min_18_2 | 55d11a3e6643d | -25 | 50 | NT1-R | 2014-03-20 13:27 | 2016-04-27 21:01 |  | right profile in SR-NT-Trench 1, north | 652292.3692 | 5772990.3855 | maintenance | man_flag | undef | limits | Spike thresh=1 toler=0.3 length=60 |  |  |  |  | check_battery length=7d | compare close sensors | constant length=5h eps=0.0001 |  | constant length=5h eps=0.0001 | install_date | MAD deriv=2 z=7 length=180d
soil temperature 0.2m 18/3 | 0.2 | 18 | 3 | Tsoil 0.2m 18/3 NT1-R | Box18_Temp3 | degC | Box18_Temp3 [degC] | SoilSoiltemperature0_2mAvg15Min_18_3 | 55d11a3e6643d | -25 | 50 | NT1-R | 2014-03-20 13:27 | 2016-04-27 21:01 |  | right profile in SR-NT-Trench 1, north | 652292.3692 | 5772990.3855 | maintenance | man_flag | undef | limits | Spike thresh=1 toler=0.3 length=60 |  |  |  |  | check_battery length=7d | compare close sensors | constant length=5h eps=0.0001 |  | constant length=5h eps=0.0001 | install_date | MAD deriv=2 z=7 length=180d
soil temperature 0.3m 18/4 | 0.3 | 18 | 4 | Tsoil 0.3m 18/4 NT1-R | Box18_Temp4 | degC | Box18_Temp4 [degC] | SoilSoiltemperature0_3mAvg15Min_18_4 | 55d11a3e6643d | -25 | 50 | NT1-R | 2014-03-20 13:27 | 2016-04-27 21:01 |  | right profile in SR-NT-Trench 1, north | 652292.3692 | 5772990.3855 | maintenance | man_flag | undef | limits | Spike thresh=1 toler=0.3 length=60 |  |  |  |  | check_battery length=7d | compare close sensors | constant length=5h eps=0.0001 |  | constant length=5h eps=0.0001 | install_date | MAD deriv=2 z=7 length=180d
soil temperature 0.4m 18/5 | 0.4 | 18 | 5 | Tsoil 0.4m 18/5 NT1-R | Box18_Temp5 | degC | Box18_Temp5 [degC] | SoilSoiltemperature0_4mAvg15Min_18_5 | 55d11a3e6643d | -15 | 50 | NT1-R | 2014-03-20 13:27 | 2016-04-27 21:01 |  | right profile in SR-NT-Trench 1, north | 652292.3692 | 5772990.3855 | maintenance | man_flag | undef | limits | Spike thresh=1 toler=0.3 length=60 |  |  |  |  | check_battery length=7d | compare close sensors | constant length=5h eps=0.0001 |  | constant length=5h eps=0.0001 | install_date | MAD deriv=2 z=7 length=180d
soil temperature 0.5m 18/6 | 0.5 | 18 | 6 | Tsoil 0.5m 18/6 NT1-R | Box18_Temp6 | degC | Box18_Temp6 [degC] | SoilSoiltemperature0_5mAvg15Min_18_6 | 55d11a3e6643d | -10 | 50 | NT1-R | 2014-03-20 13:27 | 2016-04-27 21:01 |  | right profile in SR-NT-Trench 1, north | 652292.3692 | 5772990.3855 | maintenance | man_flag | undef | limits | Spike thresh=1 toler=0.3 length=60 |  |  |  |  | check_battery length=7d | compare close sensors | constant length=5h eps=0.0001 |  | constant length=5h eps=0.0001 | install_date | MAD deriv=2 z=7 length=180d
soil temperature 0.05m 19/1 | 0.05 | 19 | 1 | Box19_Temp1 | Box19_Temp1 | degC | Box19_Temp1 [degC] |  |  | -25 | 50 | Anke | 2012-07-24 16:10 | 2013-12-12 10:13 |  | no manual flagging performed |  |  | Flag_0: maintenance; Flag_1: man_flag; Flag_2: undef; Flag_3: limits; Flag_4: Spike thresh=1 toler=0.3 length=60
soil temperature 0.05m 19/2 | 0.05 | 19 | 2 | Box19_Temp2 | Box19_Temp2 | degC | Box19_Temp2 [degC] |  |  | -25 | 50 | Anke | 2012-07-24 16:10 | 2013-12-12 10:13 |  | no manual flagging performed |  |  | Flag_0: maintenance; Flag_1: man_flag; Flag_2: undef; Flag_3: limits; Flag_4: Spike thresh=1 toler=0.3 length=60
soil temperature 0.05m 19/3 | 0.05 | 19 | 3 | Box19_Temp3 | Box19_Temp3 | degC | Box19_Temp3 [degC] |  |  | -25 | 50 | Anke | 2012-07-24 16:10 | 2013-12-12 10:13 |  | no manual flagging performed |  |  | Flag_0: maintenance; Flag_1: man_flag; Flag_2: undef; Flag_3: limits; Flag_4: Spike thresh=1 toler=0.3 length=60
soil temperature 0.05m 19/4 | 0.05 | 19 | 4 | Box19_Temp4 | Box19_Temp4 | degC | Box19_Temp4 [degC] |  |  | -25 | 50 | Anke | 2012-07-24 16:10 | 2013-12-12 10:13 |  | no manual flagging performed |  |  | Flag_0: maintenance; Flag_1: man_flag; Flag_2: undef; Flag_3: limits; Flag_4: Spike thresh=1 toler=0.3 length=60
soil temperature 0.05m 19/5 | 0.05 | 19 | 5 | Box19_Temp5 | Box19_Temp5 | degC | Box19_Temp5 [degC] |  |  | -25 | 50 | Anke | 2012-07-24 16:10 | 2013-12-12 10:13 |  | no manual flagging performed |  |  | Flag_0: maintenance; Flag_1: man_flag; Flag_2: undef; Flag_3: limits; Flag_4: Spike thresh=1 toler=0.3 length=60
soil temperature 0.05m 19/6 | 0.05 | 19 | 6 | Box19_Temp6 | Box19_Temp6 | degC | Box19_Temp6 [degC] |  |  | -25 | 50 | Anke | 2012-07-24 16:10 | 2013-12-12 10:13 |  | no manual flagging performed |  |  | Flag_0: maintenance; Flag_1: man_flag; Flag_2: undef; Flag_3: limits; Flag_4: Spike thresh=1 toler=0.3 length=60
soil temperature 0.05m 20/1 | 0.05 | 20 | 1 | Tsoil 0.05m 20/1 SR-T-Cont2-L | Box20_Temp1 | degC | Box20_Temp1 [degC] | SoilSoiltemperature0_05mAvg15Min_20_1 | 3c032d350c2dc | -25 | 50 | SR-T-Cont2-L | 2013-12-12 13:06 | 2016-11-17 15:35 |  | left profile in SRCont2, east side | 652203.7423 | 5772982.1433 | maintenance | man_flag | undef | limits | Spike thresh=1 toler=0.3 length=60 |  |  |  |  | check_battery length=7d | compare close sensors | constant length=5h eps=0.0001 |  | constant length=5h eps=0.0001 | install_date | MAD deriv=2 z=7 length=180d
soil temperature 0.1m 20/2 | 0.1 | 20 | 2 | Tsoil 0.1m 20/2 SR-T-Cont2-L | Box20_Temp2 | degC | Box20_Temp2 [degC] | SoilSoiltemperature0_1mAvg15Min_20_2 | 3c032d350c2dc | -25 | 50 | SR-T-Cont2-L | 2013-12-12 13:06 | 2016-11-17 15:35 |  | left profile in SRCont2, east side | 652203.7423 | 5772982.1433 | maintenance | man_flag | undef | limits | Spike thresh=1 toler=0.3 length=60 |  |  |  |  | check_battery length=7d | compare close sensors | constant length=5h eps=0.0001 |  | constant length=5h eps=0.0001 | install_date | MAD deriv=2 z=7 length=180d
soil temperature 0.2m 20/3 | 0.2 | 20 | 3 | Tsoil 0.2m 20/3 SR-T-Cont2-L | Box20_Temp3 | degC | Box20_Temp3 [degC] | SoilSoiltemperature0_2mAvg15Min_20_3 | 3c032d350c2dc | -25 | 50 | SR-T-Cont2-L | 2013-12-12 13:06 | 2016-11-17 15:35 |  | left profile in SRCont2, east side | 652203.7423 | 5772982.1433 | maintenance | man_flag | undef | limits | Spike thresh=1 toler=0.3 length=60 |  |  |  |  | check_battery length=7d | compare close sensors | constant length=5h eps=0.0001 |  | constant length=5h eps=0.0001 | install_date | MAD deriv=2 z=7 length=180d
soil temperature 0.3m 20/4 | 0.3 | 20 | 4 | Tsoil 0.3m 20/4 SR-T-Cont2-L | Box20_Temp4 | degC | Box20_Temp4 [degC] | SoilSoiltemperature0_3mAvg15Min_20_4 | 3c032d350c2dc | -25 | 50 | SR-T-Cont2-L | 2013-12-12 13:06 | 2016-11-17 15:35 |  | left profile in SRCont2, east side | 652203.7423 | 5772982.1433 | maintenance | man_flag | undef | limits | Spike thresh=1 toler=0.3 length=60 |  |  |  |  | check_battery length=7d | compare close sensors | constant length=5h eps=0.0001 |  | constant length=5h eps=0.0001 | install_date | MAD deriv=2 z=7 length=180d
soil temperature 0.4m 20/5 | 0.4 | 20 | 5 | Tsoil 0.4m 20/5 SR-T-Cont2-L | Box20_Temp5 | degC | Box20_Temp5 [degC] | SoilSoiltemperature0_4mAvg15Min_20_5 | 3c032d350c2dc | -15 | 50 | SR-T-Cont2-L | 2013-12-12 13:06 | 2016-11-17 15:35 |  | left profile in SRCont2, east side | 652203.7423 | 5772982.1433 | maintenance | man_flag | undef | limits | Spike thresh=1 toler=0.3 length=60 |  |  |  |  | check_battery length=7d | compare close sensors | constant length=5h eps=0.0001 |  | constant length=5h eps=0.0001 | install_date | MAD deriv=2 z=7 length=180d
soil temperature 0.6m 20/6 | 0.6 | 20 | 6 | Tsoil 0.6m 20/6 SR-T-Cont2-L | Box20_Temp6 | degC | Box20_Temp6 [degC] | SoilSoiltemperature0_6mAvg15Min_20_6 | 3c032d350c2dc | -10 | 50 | SR-T-Cont2-L | 2013-12-12 13:06 | 2016-11-17 15:35 |  | left profile in SRCont2, east side | 652203.7423 | 5772982.1433 | maintenance | man_flag | undef | limits | Spike thresh=1 toler=0.3 length=60 |  |  |  |  | check_battery length=7d | compare close sensors | constant length=5h eps=0.0001 |  | constant length=5h eps=0.0001 | install_date | MAD deriv=2 z=7 length=180d
soil temperature 0.05m 21/1 | 0.05 | 21 | 1 | Tsoil 0.05m 21/1 NT4-R | Box21_Temp1 | degC | Box21_Temp1 [degC] | SoilSoiltemperature0_05mAvg15Min_21_1 | 12683fab98b6c | -25 | 50 | NT4-R | 2014-03-06 13:22 |  |  | right profile in NTrench 4, west | 652193.3144 | 5773010.7556 | maintenance | man_flag | undef | limits | Spike thresh=1 toler=0.3 length=60 |  |  |  |  | check_battery length=7d | compare close sensors | constant length=5h eps=0.0001 |  | constant length=5h eps=0.0001 | install_date | MAD deriv=2 z=7 length=180d
soil temperature 0.1m 21/2 | 0.1 | 21 | 2 | Tsoil 0.1m 21/2 NT4-R | Box21_Temp2 | degC | Box21_Temp2 [degC] | SoilSoiltemperature0_1mAvg15Min_21_2 | 12683fab98b6c | -25 | 50 | NT4-R | 2014-03-06 13:22 |  |  | right profile in NTrench 4, west | 652193.3144 | 5773010.7556 | maintenance | man_flag | undef | limits | Spike thresh=1 toler=0.3 length=60 |  |  |  |  | check_battery length=7d | compare close sensors | constant length=5h eps=0.0001 |  | constant length=5h eps=0.0001 | install_date | MAD deriv=2 z=7 length=180d
soil temperature 0.2m 21/3 | 0.2 | 21 | 3 | Tsoil 0.2m 21/3 NT4-R | Box21_Temp3 | degC | Box21_Temp3 [degC] | SoilSoiltemperature0_2mAvg15Min_21_3 | 12683fab98b6c | -25 | 50 | NT4-R | 2014-03-06 13:22 |  |  | right profile in NTrench 4, west | 652193.3144 | 5773010.7556 | maintenance | man_flag | undef | limits | Spike thresh=1 toler=0.3 length=60 |  |  |  |  | check_battery length=7d | compare close sensors | constant length=5h eps=0.0001 |  | constant length=5h eps=0.0001 | install_date | MAD deriv=2 z=7 length=180d
soil temperature 0.3m 21/4 | 0.3 | 21 | 4 | Tsoil 0.3m 21/4 NT4-R | Box21_Temp4 | degC | Box21_Temp4 [degC] | SoilSoiltemperature0_3mAvg15Min_21_4 | 12683fab98b6c | -25 | 50 | NT4-R | 2014-03-06 13:22 |  |  | right profile in NTrench 4, west | 652193.3144 | 5773010.7556 | maintenance | man_flag | undef | limits | Spike thresh=1 toler=0.3 length=60 |  |  |  |  | check_battery length=7d | compare close sensors | constant length=5h eps=0.0001 |  | constant length=5h eps=0.0001 | install_date | MAD deriv=2 z=7 length=180d
soil temperature 0.4m 21/5 | 0.4 | 21 | 5 | Tsoil 0.4m 21/5 NT4-R | Box21_Temp5 | degC | Box21_Temp5 [degC] | SoilSoiltemperature0_4mAvg15Min_21_5 | 12683fab98b6c | -15 | 50 | NT4-R | 2014-03-06 13:22 |  |  | right profile in NTrench 4, west | 652193.3144 | 5773010.7556 | maintenance | man_flag | undef | limits | Spike thresh=1 toler=0.3 length=60 |  |  |  |  | check_battery length=7d | compare close sensors | constant length=5h eps=0.0001 |  | constant length=5h eps=0.0001 | install_date | MAD deriv=2 z=7 length=180d
soil temperature 0.5m 21/6 | 0.5 | 21 | 6 | Tsoil 0.5m 21/6 NT4-R | Box21_Temp6 | degC | Box21_Temp6 [degC] | SoilSoiltemperature0_5mAvg15Min_21_6 | 12683fab98b6c | -10 | 50 | NT4-R | 2014-03-06 13:22 |  |  | right profile in NTrench 4, west | 652193.3144 | 5773010.7556 | maintenance | man_flag | undef | limits | Spike thresh=1 toler=0.3 length=60 |  |  |  |  | check_battery length=7d | compare close sensors | constant length=5h eps=0.0001 |  | constant length=5h eps=0.0001 | install_date | MAD deriv=2 z=7 length=180d
soil temperature 0.05m 22/1 | 0.05 | 22 | 1 | Tsoil 0.05m 22/1 NT3-L | Box22_Temp1 | degC | Box22_Temp1 [degC] | SoilSoiltemperature0_05mAvg15Min_22_1 | 55c7ddfaaddb5 | -25 | 50 | NT3-L | 2014-03-06 15:40 |  |  | left profile in NTrench 3, west | 652242.0808 | 5773033.0369 | maintenance | man_flag | undef | limits | Spike thresh=1 toler=0.3 length=60 |  |  |  |  | check_battery length=7d | compare close sensors | constant length=5h eps=0.0001 |  | constant length=5h eps=0.0001 | install_date | MAD deriv=2 z=7 length=180d
soil temperature 0.1m 22/2 | 0.1 | 22 | 2 | Tsoil 0.1m 22/2 NT3-L | Box22_Temp2 | degC | Box22_Temp2 [degC] | SoilSoiltemperature0_1mAvg15Min_22_2 | 55c7ddfaaddb5 | -25 | 50 | NT3-L | 2014-03-06 15:40 |  |  | left profile in NTrench 3, west | 652242.0808 | 5773033.0369 | maintenance | man_flag | undef | limits | Spike thresh=1 toler=0.3 length=60 |  |  |  |  | check_battery length=7d | compare close sensors | constant length=5h eps=0.0001 |  | constant length=5h eps=0.0001 | install_date | MAD deriv=2 z=7 length=180d
soil temperature 0.2m 22/3 | 0.2 | 22 | 3 | Tsoil 0.2m 22/3 NT3-L | Box22_Temp3 | degC | Box22_Temp3 [degC] | SoilSoiltemperature0_2mAvg15Min_22_3 | 55c7ddfaaddb5 | -25 | 50 | NT3-L | 2014-03-06 15:40 |  |  | left profile in NTrench 3, west | 652242.0808 | 5773033.0369 | maintenance | man_flag | undef | limits | Spike thresh=1 toler=0.3 length=60 |  |  |  |  | check_battery length=7d | compare close sensors | constant length=5h eps=0.0001 |  | constant length=5h eps=0.0001 | install_date | MAD deriv=2 z=7 length=180d
soil temperature 0.3m 22/4 | 0.3 | 22 | 4 | Tsoil 0.3m 22/4 NT3-L | Box22_Temp4 | degC | Box22_Temp4 [degC] | SoilSoiltemperature0_3mAvg15Min_22_4 | 55c7ddfaaddb5 | -25 | 50 | NT3-L | 2014-03-06 15:40 |  |  | left profile in NTrench 3, west | 652242.0808 | 5773033.0369 | maintenance | man_flag | undef | limits | Spike thresh=1 toler=0.3 length=60 |  |  |  |  | check_battery length=7d | compare close sensors | constant length=5h eps=0.0001 |  | constant length=5h eps=0.0001 | install_date | MAD deriv=2 z=7 length=180d
soil temperature 0.4m 22/5 | 0.4 | 22 | 5 | Tsoil 0.4m 22/5 NT3-L | Box22_Temp5 | degC | Box22_Temp5 [degC] | SoilSoiltemperature0_4mAvg15Min_22_5 | 55c7ddfaaddb5 | -15 | 50 | NT3-L | 2014-03-06 15:40 |  |  | left profile in NTrench 3, west | 652242.0808 | 5773033.0369 | maintenance | man_flag | undef | limits | Spike thresh=1 toler=0.3 length=60 |  |  |  |  | check_battery length=7d | compare close sensors | constant length=5h eps=0.0001 |  | constant length=5h eps=0.0001 | install_date | MAD deriv=2 z=7 length=180d
soil temperature 0.5m 22/6 | 0.5 | 22 | 6 | Tsoil 0.5m 22/6 NT3-L | Box22_Temp6 | degC | Box22_Temp6 [degC] | SoilSoiltemperature0_5mAvg15Min_22_6 | 55c7ddfaaddb5 | -10 | 50 | NT3-L | 2014-03-06 15:40 |  |  | left profile in NTrench 3, west | 652242.0808 | 5773033.0369 | maintenance | man_flag | undef | limits | Spike thresh=1 toler=0.3 length=60 |  |  |  |  | check_battery length=7d | compare close sensors | constant length=5h eps=0.0001 |  | constant length=5h eps=0.0001 | install_date | MAD deriv=2 z=7 length=180d
soil temperature 0.05m 23/1 | 0.05 | 23 | 1 | Tsoil 0.05m 23/1 SR-NT-Cont2-R | Box23_Temp1 | degC | Box23_Temp1 [degC] | SoilSoiltemperature0_05mAvg15Min_23_1 | 2efd49e6258b4 | -25 | 50 | SR-NT-Cont2-R | 2014-03-13 10:54 |  |  | right profile in SR-NT-Trench 1, west | 652202.3753 | 5772985.2699 | maintenance | man_flag | undef | limits | Spike thresh=1 toler=0.3 length=60 |  |  |  |  | check_battery length=7d | compare close sensors | constant length=5h eps=0.0001 |  | constant length=5h eps=0.0001 | install_date | MAD deriv=2 z=7 length=180d
soil temperature 0.1m 23/2 | 0.1 | 23 | 2 | Tsoil 0.1m 23/2 SR-NT-Cont2-R | Box23_Temp2 | degC | Box23_Temp2 [degC] | SoilSoiltemperature0_1mAvg15Min_23_2 | 2efd49e6258b4 | -25 | 50 | SR-NT-Cont2-R | 2014-03-13 10:54 |  |  | right profile in SR-NT-Trench 1, west | 652202.3753 | 5772985.2699 | maintenance | man_flag | undef | limits | Spike thresh=1 toler=0.3 length=60 |  |  |  |  | check_battery length=7d | compare close sensors | constant length=5h eps=0.0001 |  | constant length=5h eps=0.0001 | install_date | MAD deriv=2 z=7 length=180d
soil temperature 0.2m 23/3 | 0.2 | 23 | 3 | Tsoil 0.2m 23/3 SR-NT-Cont2-R | Box23_Temp3 | degC | Box23_Temp3 [degC] | SoilSoiltemperature0_2mAvg15Min_23_3 | 2efd49e6258b4 | -25 | 50 | SR-NT-Cont2-R | 2014-03-13 10:54 |  |  | right profile in SR-NT-Trench 1, west | 652202.3753 | 5772985.2699 | maintenance | man_flag | undef | limits | Spike thresh=1 toler=0.3 length=60 |  |  |  |  | check_battery length=7d | compare close sensors | constant length=5h eps=0.0001 |  | constant length=5h eps=0.0001 | install_date | MAD deriv=2 z=7 length=180d
soil temperature 0.3m 23/4 | 0.3 | 23 | 4 | Tsoil 0.3m 23/4 SR-NT-Cont2-R | Box23_Temp4 | degC | Box23_Temp4 [degC] | SoilSoiltemperature0_3mAvg15Min_23_4 | 2efd49e6258b4 | -25 | 50 | SR-NT-Cont2-R | 2014-03-13 10:54 |  |  | right profile in SR-NT-Trench 1, west | 652202.3753 | 5772985.2699 | maintenance | man_flag | undef | limits | Spike thresh=1 toler=0.3 length=60 |  |  |  |  | check_battery length=7d | compare close sensors | constant length=5h eps=0.0001 |  | constant length=5h eps=0.0001 | install_date | MAD deriv=2 z=7 length=180d
soil temperature 0.4m 23/5 | 0.4 | 23 | 5 | Tsoil 0.4m 23/5 SR-NT-Cont2-R | Box23_Temp5 | degC | Box23_Temp5 [degC] | SoilSoiltemperature0_4mAvg15Min_23_5 | 2efd49e6258b4 | -15 | 50 | SR-NT-Cont2-R | 2014-03-13 10:54 |  |  | right profile in SR-NT-Trench 1, west | 652202.3753 | 5772985.2699 | maintenance | man_flag | undef | limits | Spike thresh=1 toler=0.3 length=60 |  |  |  |  | check_battery length=7d | compare close sensors | constant length=5h eps=0.0001 |  | constant length=5h eps=0.0001 | install_date | MAD deriv=2 z=7 length=180d
soil temperature 0.5m 23/6 | 0.5 | 23 | 6 | Tsoil 0.5m 23/6 SR-NT-Cont2-R | Box23_Temp6 | degC | Box23_Temp6 [degC] | SoilSoiltemperature0_5mAvg15Min_23_6 | 2efd49e6258b4 | -10 | 50 | SR-NT-Cont2-R | 2014-03-13 10:54 |  |  | right profile in SR-NT-Trench 1, west | 652202.3753 | 5772985.2699 | maintenance | man_flag | undef | limits | Spike thresh=1 toler=0.3 length=60 |  |  |  |  | check_battery length=7d | compare close sensors | constant length=5h eps=0.0001 |  | constant length=5h eps=0.0001 | install_date | MAD deriv=2 z=7 length=180d
soil temperature 0.05m 24/1 | 0.05 | 24 | 1 | Tsoil 0.05m 24/1 NT1-L | Box24_Temp1 | degC | Box24_Temp1 [degC] | SoilSoiltemperature0_05mAvg15Min_24_1 | 334bb5cc7df65 | -25 | 50 | NT1-L | 2014-03-20 13:30 |  |  | left profile in SR-NT-Trench 1, north | 652292.3692 | 5772990.3855 | maintenance | man_flag | undef | limits | Spike thresh=1 toler=0.3 length=60 |  |  |  |  | check_battery length=7d | compare close sensors | constant length=5h eps=0.0001 |  | constant length=5h eps=0.0001 | install_date | MAD deriv=2 z=7 length=180d
soil temperature 0.1m 24/2 | 0.1 | 24 | 2 | Tsoil 0.1m 24/2 NT1-L | Box24_Temp2 | degC | Box24_Temp2 [degC] | SoilSoiltemperature0_1mAvg15Min_24_2 | 334bb5cc7df65 | -25 | 50 | NT1-L | 2014-03-20 13:30 |  |  | left profile in SR-NT-Trench 1, north | 652292.3692 | 5772990.3855 | maintenance | man_flag | undef | limits | Spike thresh=1 toler=0.3 length=60 |  |  |  |  | check_battery length=7d | compare close sensors | constant length=5h eps=0.0001 |  | constant length=5h eps=0.0001 | install_date | MAD deriv=2 z=7 length=180d
soil temperature 0.2m 24/3 | 0.2 | 24 | 3 | Tsoil 0.2m 24/3 NT1-L | Box24_Temp3 | degC | Box24_Temp3 [degC] | SoilSoiltemperature0_2mAvg15Min_24_3 | 334bb5cc7df65 | -25 | 50 | NT1-L | 2014-03-20 13:30 |  |  | left profile in SR-NT-Trench 1, north | 652292.3692 | 5772990.3855 | maintenance | man_flag | undef | limits | Spike thresh=1 toler=0.3 length=60 |  |  |  |  | check_battery length=7d | compare close sensors | constant length=5h eps=0.0001 |  | constant length=5h eps=0.0001 | install_date | MAD deriv=2 z=7 length=180d
soil temperature 0.3m 24/4 | 0.3 | 24 | 4 | Tsoil 0.3m 24/4 NT1-L | Box24_Temp4 | degC | Box24_Temp4 [degC] | SoilSoiltemperature0_3mAvg15Min_24_4 | 334bb5cc7df65 | -25 | 50 | NT1-L | 2014-03-20 13:30 |  |  | left profile in SR-NT-Trench 1, north | 652292.3692 | 5772990.3855 | maintenance | man_flag | undef | limits | Spike thresh=1 toler=0.3 length=60 |  |  |  |  | check_battery length=7d | compare close sensors | constant length=5h eps=0.0001 |  | constant length=5h eps=0.0001 | install_date | MAD deriv=2 z=7 length=180d
soil temperature 0.4m 24/5 | 0.4 | 24 | 5 | Tsoil 0.4m 24/5 NT1-L | Box24_Temp5 | degC | Box24_Temp5 [degC] | SoilSoiltemperature0_4mAvg15Min_24_5 | 334bb5cc7df65 | -15 | 50 | NT1-L | 2014-03-20 13:30 |  |  | left profile in SR-NT-Trench 1, north | 652292.3692 | 5772990.3855 | maintenance | man_flag | undef | limits | Spike thresh=1 toler=0.3 length=60 |  |  |  |  | check_battery length=7d | compare close sensors | constant length=5h eps=0.0001 |  | constant length=5h eps=0.0001 | install_date | MAD deriv=2 z=7 length=180d
soil temperature 0.5m 24/6 | 0.5 | 24 | 6 | Tsoil 0.5m 24/6 NT1-L | Box24_Temp6 | degC | Box24_Temp6 [degC] | SoilSoiltemperature0_5mAvg15Min_24_6 | 334bb5cc7df65 | -10 | 50 | NT1-L | 2014-03-20 13:30 |  |  | left profile in SR-NT-Trench 1, north | 652292.3692 | 5772990.3855 | maintenance | man_flag | undef | limits | Spike thresh=1 toler=0.3 length=60 |  |  |  |  | check_battery length=7d | compare close sensors | constant length=5h eps=0.0001 |  | constant length=5h eps=0.0001 | install_date | MAD deriv=2 z=7 length=180d
soil temperature 0.05m 25/1 | 0.05 | 25 | 1 | Tsoil 0.05m 25/1 SR-NT-Cont2-L | Box25_Temp1 | degC | Box25_Temp1 [degC] | SoilSoiltemperature0_05mAvg15Min_25_1 | 337aca43161a0 | -25 | 50 | SR-NT-Cont2-L | 2014-03-06 14:54 |  |  | left profile in SR-NT-Trench 1, west | 652202.3753 | 5772985.2699 | maintenance | man_flag | undef | limits | Spike thresh=1 toler=0.3 length=60 |  |  |  |  | check_battery length=7d | compare close sensors | constant length=5h eps=0.0001 |  | constant length=5h eps=0.0001 | install_date | MAD deriv=2 z=7 length=180d
soil temperature 0.1m 25/2 | 0.1 | 25 | 2 | Tsoil 0.1m 25/2 SR-NT-Cont2-L | Box25_Temp2 | degC | Box25_Temp2 [degC] | SoilSoiltemperature0_1mAvg15Min_25_2 | 337aca43161a0 | -25 | 50 | SR-NT-Cont2-L | 2014-03-06 14:54 |  |  | left profile in SR-NT-Trench 1, west | 652202.3753 | 5772985.2699 | maintenance | man_flag | undef | limits | Spike thresh=1 toler=0.3 length=60 |  |  |  |  | check_battery length=7d | compare close sensors | constant length=5h eps=0.0001 |  | constant length=5h eps=0.0001 | install_date | MAD deriv=2 z=7 length=180d
soil temperature 0.2m 25/3 | 0.2 | 25 | 3 | Tsoil 0.2m 25/3 SR-NT-Cont2-L | Box25_Temp3 | degC | Box25_Temp3 [degC] | SoilSoiltemperature0_2mAvg15Min_25_3 | 337aca43161a0 | -25 | 50 | SR-NT-Cont2-L | 2014-03-06 14:54 |  |  | left profile in SR-NT-Trench 1, west | 652202.3753 | 5772985.2699 | maintenance | man_flag | undef | limits | Spike thresh=1 toler=0.3 length=60 |  |  |  |  | check_battery length=7d | compare close sensors | constant length=5h eps=0.0001 |  | constant length=5h eps=0.0001 | install_date | MAD deriv=2 z=7 length=180d
soil temperature 0.3m 25/4 | 0.3 | 25 | 4 | Tsoil 0.3m 25/4 SR-NT-Cont2-L | Box25_Temp4 | degC | Box25_Temp4 [degC] | SoilSoiltemperature0_3mAvg15Min_25_4 | 337aca43161a0 | -25 | 50 | SR-NT-Cont2-L | 2014-03-06 14:54 |  |  | left profile in SR-NT-Trench 1, west | 652202.3753 | 5772985.2699 | maintenance | man_flag | undef | limits | Spike thresh=1 toler=0.3 length=60 |  |  |  |  | check_battery length=7d | compare close sensors | constant length=5h eps=0.0001 |  | constant length=5h eps=0.0001 | install_date | MAD deriv=2 z=7 length=180d
soil temperature 0.4m 25/5 | 0.4 | 25 | 5 | Tsoil 0.4m 25/5 SR-NT-Cont2-L | Box25_Temp5 | degC | Box25_Temp5 [degC] | SoilSoiltemperature0_4mAvg15Min_25_5 | 337aca43161a0 | -15 | 50 | SR-NT-Cont2-L | 2014-03-06 14:54 |  |  | left profile in SR-NT-Trench 1, west | 652202.3753 | 5772985.2699 | maintenance | man_flag | undef | limits | Spike thresh=1 toler=0.3 length=60 |  |  |  |  | check_battery length=7d | compare close sensors | constant length=5h eps=0.0001 |  | constant length=5h eps=0.0001 | install_date | MAD deriv=2 z=7 length=180d
soil temperature 0.5m 25/6 | 0.5 | 25 | 6 | Tsoil 0.5m 25/6 SR-NT-Cont2-L | Box25_Temp6 | degC | Box25_Temp6 [degC] | SoilSoiltemperature0_5mAvg15Min_25_6 | 337aca43161a0 | -10 | 50 | SR-NT-Cont2-L | 2014-03-06 14:54 |  |  | left profile in SR-NT-Trench 1, west | 652202.3753 | 5772985.2699 | maintenance | man_flag | undef | limits | Spike thresh=1 toler=0.3 length=60 |  |  |  |  | check_battery length=7d | compare close sensors | constant length=5h eps=0.0001 |  | constant length=5h eps=0.0001 | install_date | MAD deriv=2 z=7 length=180d
soil temperature 0.05m 26/1 | 0.1 | 26 | 1 | Tsoil 0.1m 26/1 Tree92-close | Box26_Temp1 | degC | Box26_Temp1 [degC] | SoilSoiltemperature0_1mAvg15Min_26_1 | 325ff9f8dc81d | -25 | 50 | TR92-close | 2013-07-04 14:12 |  | 0.1 | close to tree 92; leftover Anke | 652213.9383 | 5772998.9339 | maintenance | man_flag | undef | limits | Spike thresh=1 toler=0.3 length=60 |  |  |  |  | check_battery length=7d | compare close sensors | constant length=5h eps=0.0001 |  | constant length=5h eps=0.0001 | install_date | MAD deriv=2 z=7 length=180d
soil temperature 0.1m 26/2 | 0.2 | 26 | 2 | Tsoil 0.2m 26/2 Tree92-close | Box26_Temp2 | degC | Box26_Temp2 [degC] | SoilSoiltemperature0_2mAvg15Min_26_2 | 325ff9f8dc81d | -25 | 50 | TR92-close | 2013-07-04 14:12 |  | 0.1 | close to tree 92; leftover Anke | 652213.9383 | 5772998.9339 | maintenance | man_flag | undef | limits | Spike thresh=1 toler=0.3 length=60 |  |  |  |  | check_battery length=7d | compare close sensors | constant length=5h eps=0.0001 |  | constant length=5h eps=0.0001 | install_date | MAD deriv=2 z=7 length=180d
soil temperature 0.2m 26/3 | 0.3 | 26 | 3 | Tsoil 0.3m 26/3 Tree92-close | Box26_Temp3 | degC | Box26_Temp3 [degC] | SoilSoiltemperature0_3mAvg15Min_26_3 | 325ff9f8dc81d | -25 | 50 | TR92-close | 2013-07-04 14:12 |  | 0.1 | close to tree 92; leftover Anke | 652213.9383 | 5772998.9339 | maintenance | man_flag | undef | limits | Spike thresh=1 toler=0.3 length=60 |  |  |  |  | check_battery length=7d | compare close sensors | constant length=5h eps=0.0001 |  | constant length=5h eps=0.0001 | install_date | MAD deriv=2 z=7 length=180d
soil temperature 0.3m 26/4 | 0.1 | 26 | 4 | Tsoil 0.1m 26/4 Tree92-far | Box26_Temp4 | degC | Box26_Temp4 [degC] | SoilSoiltemperature0_1mAvg15Min_26_4 | 325ff9f8dc81d | -25 | 50 | TR92-far | 2013-07-04 14:12 |  | 1 | close to tree 92; leftover Anke | 652213.9383 | 5772998.9339 | maintenance | man_flag | undef | limits | Spike thresh=1 toler=0.3 length=60 |  |  |  |  | check_battery length=7d | compare close sensors | constant length=5h eps=0.0001 |  | constant length=5h eps=0.0001 | install_date | MAD deriv=2 z=7 length=180d
soil temperature 0.4m 26/5 | 0.2 | 26 | 5 | Tsoil 0.2m 26/5 Tree92-far | Box26_Temp5 | degC | Box26_Temp5 [degC] | SoilSoiltemperature0_2mAvg15Min_26_5 | 325ff9f8dc81d | -25 | 50 | TR92-far | 2013-07-04 14:12 |  | 1 | close to tree 92; leftover Anke | 652213.9383 | 5772998.9339 | maintenance | man_flag | undef | limits | Spike thresh=1 toler=0.3 length=60 |  |  |  |  | check_battery length=7d | compare close sensors | constant length=5h eps=0.0001 |  | constant length=5h eps=0.0001 | install_date | MAD deriv=2 z=7 length=180d
soil temperature 0.5m 26/6 | 0.3 | 26 | 6 | Tsoil 0.3m 26/6 Tree92-far | Box26_Temp6 | degC | Box26_Temp6 [degC] | SoilSoiltemperature0_3mAvg15Min_26_6 | 325ff9f8dc81d | -10 | 50 | TR92-far | 2013-07-04 14:12 |  | 1 | close to tree 92; leftover Anke | 652213.9383 | 5772998.9339 | maintenance | man_flag | undef | limits | Spike thresh=1 toler=0.3 length=60 |  |  |  |  | check_battery length=7d | compare close sensors | constant length=5h eps=0.0001 |  | constant length=5h eps=0.0001 | install_date | MAD deriv=2 z=7 length=180d
soil temperature 0.05m 27/1 | 0.05 | 27 | 1 | Tsoil 0.05m 27/1 NT3-R | Box27_Temp1 | degC | Box27_Temp1 [degC] | SoilSoiltemperature0_05mAvg15Min_27_1 | 08280ce10d6e0 | -25 | 50 | NT3-R | 2014-03-13 11:23 |  |  | right profile in NTrench 3, west | 652242.0808 | 5773033.0369 | maintenance | man_flag | undef | limits | Spike thresh=1 toler=0.3 length=60 |  |  |  |  | check_battery length=7d | compare close sensors | constant length=5h eps=0.0001 |  | constant length=5h eps=0.0001 | install_date | MAD deriv=2 z=7 length=180d
soil temperature 0.1m 27/2 | 0.1 | 27 | 2 | Tsoil 0.1m 27/2 NT3-R | Box27_Temp2 | degC | Box27_Temp2 [degC] | SoilSoiltemperature0_1mAvg15Min_27_2 | 08280ce10d6e0 | -25 | 50 | NT3-R | 2014-03-13 11:23 |  |  | right profile in NTrench 3, west | 652242.0808 | 5773033.0369 | maintenance | man_flag | undef | limits | Spike thresh=1 toler=0.3 length=60 |  |  |  |  | check_battery length=7d | compare close sensors | constant length=5h eps=0.0001 |  | constant length=5h eps=0.0001 | install_date | MAD deriv=2 z=7 length=180d
soil temperature 0.2m 27/3 | 0.2 | 27 | 3 | Tsoil 0.2m 27/3 NT3-R | Box27_Temp3 | degC | Box27_Temp3 [degC] | SoilSoiltemperature0_2mAvg15Min_27_3 | 08280ce10d6e0 | -25 | 50 | NT3-R | 2014-03-13 11:23 |  |  | right profile in NTrench 3, west | 652242.0808 | 5773033.0369 | maintenance | man_flag | undef | limits | Spike thresh=1 toler=0.3 length=60 |  |  |  |  | check_battery length=7d | compare close sensors | constant length=5h eps=0.0001 |  | constant length=5h eps=0.0001 | install_date | MAD deriv=2 z=7 length=180d
soil temperature 0.3m 27/4 | 0.3 | 27 | 4 | Tsoil 0.3m 27/4 NT3-R | Box27_Temp4 | degC | Box27_Temp4 [degC] | SoilSoiltemperature0_3mAvg15Min_27_4 | 08280ce10d6e0 | -25 | 50 | NT3-R | 2014-03-13 11:23 |  |  | right profile in NTrench 3, west | 652242.0808 | 5773033.0369 | maintenance | man_flag | undef | limits | Spike thresh=1 toler=0.3 length=60 |  |  |  |  | check_battery length=7d | compare close sensors | constant length=5h eps=0.0001 |  | constant length=5h eps=0.0001 | install_date | MAD deriv=2 z=7 length=180d
soil temperature 0.4m 27/5 | 0.4 | 27 | 5 | Tsoil 0.4m 27/5 NT3-R | Box27_Temp5 | degC | Box27_Temp5 [degC] | SoilSoiltemperature0_4mAvg15Min_27_5 | 08280ce10d6e0 | -15 | 50 | NT3-R | 2014-03-13 11:23 |  |  | right profile in NTrench 3, west | 652242.0808 | 5773033.0369 | maintenance | man_flag | undef | limits | Spike thresh=1 toler=0.3 length=60 |  |  |  |  | check_battery length=7d | compare close sensors | constant length=5h eps=0.0001 |  | constant length=5h eps=0.0001 | install_date | MAD deriv=2 z=7 length=180d
soil temperature 0.5m 27/6 | 0.5 | 27 | 6 | Tsoil 0.5m 27/6 NT3-R | Box27_Temp6 | degC | Box27_Temp6 [degC] | SoilSoiltemperature0_5mAvg15Min_27_6 | 08280ce10d6e0 | -10 | 50 | NT3-R | 2014-03-13 11:23 |  |  | right profile in NTrench 3, west | 652242.0808 | 5773033.0369 | maintenance | man_flag | undef | limits | Spike thresh=1 toler=0.3 length=60 |  |  |  |  | check_battery length=7d | compare close sensors | constant length=5h eps=0.0001 |  | constant length=5h eps=0.0001 | install_date | MAD deriv=2 z=7 length=180d
soil temperature 0.05m 28/1 | 0.05 | 28 | 1 | Tsoil 0.05m 28/1 SR-NT-Cont1-R | Box28_Temp1 | degC | Box28_Temp1 [degC] | SoilSoiltemperature0_05mAvg15Min_28_1 | f94beaa3e9504 | -25 | 50 | SR-NT-Cont1-R | 2014-03-06 14:41 |  |  | right profile in SR-NT-Cont-Trench 1, south | 652195.8766 | 5772995.2438 | maintenance | man_flag | undef | limits | Spike thresh=1 toler=0.3 length=60 |  |  |  |  | check_battery length=7d | compare close sensors | constant length=5h eps=0.0001 |  | constant length=5h eps=0.0001 | install_date | MAD deriv=2 z=7 length=180d
soil temperature 0.1m 28/2 | 0.1 | 28 | 2 | Tsoil 0.1m 28/2 SR-NT-Cont1-R | Box28_Temp2 | degC | Box28_Temp2 [degC] | SoilSoiltemperature0_1mAvg15Min_28_2 | f94beaa3e9504 | -25 | 50 | SR-NT-Cont1-R | 2014-03-06 14:41 |  |  | right profile in SR-NT-Cont-Trench 1, south | 652195.8766 | 5772995.2438 | maintenance | man_flag | undef | limits | Spike thresh=1 toler=0.3 length=60 |  |  |  |  | check_battery length=7d | compare close sensors | constant length=5h eps=0.0001 |  | constant length=5h eps=0.0001 | install_date | MAD deriv=2 z=7 length=180d
soil temperature 0.2m 28/3 | 0.2 | 28 | 3 | Tsoil 0.2m 28/3 SR-NT-Cont1-R | Box28_Temp3 | degC | Box28_Temp3 [degC] | SoilSoiltemperature0_2mAvg15Min_28_3 | f94beaa3e9504 | -25 | 50 | SR-NT-Cont1-R | 2014-03-06 14:41 |  |  | right profile in SR-NT-Cont-Trench 1, south, close to a root | 652195.8766 | 5772995.2438 | maintenance | man_flag | undef | limits | Spike thresh=1 toler=0.3 length=60 |  |  |  |  | check_battery length=7d | compare close sensors | constant length=5h eps=0.0001 |  | constant length=5h eps=0.0001 | install_date | MAD deriv=2 z=7 length=180d
soil temperature 0.3m 28/4 | 0.3 | 28 | 4 | Tsoil 0.3m 28/4 SR-NT-Cont1-R | Box28_Temp4 | degC | Box28_Temp4 [degC] | SoilSoiltemperature0_3mAvg15Min_28_4 | f94beaa3e9504 | -25 | 50 | SR-NT-Cont1-R | 2014-03-06 14:41 |  |  | right profile in SR-NT-Cont-Trench 1, south | 652195.8766 | 5772995.2438 | maintenance | man_flag | undef | limits | Spike thresh=1 toler=0.3 length=60 |  |  |  |  | check_battery length=7d | compare close sensors | constant length=5h eps=0.0001 |  | constant length=5h eps=0.0001 | install_date | MAD deriv=2 z=7 length=180d
soil temperature 0.4m 28/5 | 0.4 | 28 | 5 | Tsoil 0.4m 28/5 SR-NT-Cont1-R | Box28_Temp5 | degC | Box28_Temp5 [degC] | SoilSoiltemperature0_4mAvg15Min_28_5 | f94beaa3e9504 | -15 | 50 | SR-NT-Cont1-R | 2014-03-06 14:41 | 2015-03-26 03:47 |  | right profile in SR-NT-Cont-Trench 1, south | 652195.8766 | 5772995.2438 | maintenance | man_flag | undef | limits | Spike thresh=1 toler=0.3 length=60 |  |  |  |  | check_battery length=7d | compare close sensors | constant length=5h eps=0.0001 |  | constant length=5h eps=0.0001 | install_date | MAD deriv=2 z=7 length=180d
soil temperature 0.5m 28/6 | 0.5 | 28 | 6 | Tsoil 0.5m 28/6 SR-NT-Cont1-R | Box28_Temp6 | degC | Box28_Temp6 [degC] | SoilSoiltemperature0_4mAvg15Min_28_6 | f94beaa3e9504 | -10 | 50 | SR-NT-Cont1-R | 2014-03-06 14:41 | 2015-03-26 03:47 |  | right profile in SR-NT-Cont-Trench 1, south, destroyed by rodent | 652195.8766 | 5772995.2438 | maintenance | man_flag | undef | limits | Spike thresh=1 toler=0.3 length=60 |  |  |  |  | check_battery length=7d | compare close sensors | constant length=5h eps=0.0001 |  | constant length=5h eps=0.0001 | install_date | MAD deriv=2 z=7 length=180d
soil temperature 0.5m 28/5 | 0.5 | 28 | 5 | Tsoil 0.5m 28/5 SR-NT-Cont1-R | Box28_Temp5 | degC | Box28_Temp5 [degC] | SoilSoiltemperature0_5mAvg15Min_28_5 | f94beaa3e9504 | -10 | 50 | SR-NT-Cont1-R | 2015-05-07 13:33 |  |  | right profile in SR-NT-Cont-Trench 1, south, destroyed by rodent | 652195.8766 | 5772995.2438 | maintenance | man_flag | undef | limits | Spike thresh=1 toler=0.3 length=60 |  |  |  |  | check_battery length=7d | compare close sensors | constant length=5h eps=0.0001 |  | constant length=5h eps=0.0001 | install_date | MAD deriv=2 z=7 length=180d
soil temperature 0.4m 28/6 | 0.4 | 28 | 6 | Tsoil 0.4m 28/6 SR-NT-Cont1-R | Box28_Temp6 | degC | Box28_Temp6 [degC] | SoilSoiltemperature0_5mAvg15Min_28_6 | f94beaa3e9504 | -15 | 50 | SR-NT-Cont1-R | 2015-05-07 13:33 |  |  | right profile in SR-NT-Cont-Trench 1, south, destroyed by rodent | 652195.8766 | 5772995.2438 | maintenance | man_flag | undef | limits | Spike thresh=1 toler=0.3 length=60 |  |  |  |  | check_battery length=7d | compare close sensors | constant length=5h eps=0.0001 |  | constant length=5h eps=0.0001 | install_date | MAD deriv=2 z=7 length=180d
soil temperature 0.1m 29/1 | 0.1 | 29 | 1 | Tsoil 0.1m 29/1 SR-T-Cont2-R | Box29_Temp1 | degC | Box29_Temp1 [degC] | SoilSoiltemperature0_1mAvg15Min_29_1 | 5ec7772409f79 | -25 | 50 | SR-T-Cont2-R | 2013-12-12 12:49 |  |  | right profile in SRCont2, east side | 652203.7423 | 5772982.1433 | maintenance | man_flag | undef | limits | Spike thresh=1 toler=0.3 length=60 |  |  |  |  | check_battery length=7d | compare close sensors | constant length=5h eps=0.0001 |  | constant length=5h eps=0.0001 | install_date | MAD deriv=2 z=7 length=180d
soil temperature 0.2m 29/2 | 0.2 | 29 | 2 | Tsoil 0.2m 29/2 SR-T-Cont2-R | Box29_Temp2 | degC | Box29_Temp2 [degC] | SoilSoiltemperature0_2mAvg15Min_29_2 | 5ec7772409f79 | -25 | 50 | SR-T-Cont2-R | 2013-12-12 12:49 |  |  | right profile in SRCont2, east side | 652203.7423 | 5772982.1433 | maintenance | man_flag | undef | limits | Spike thresh=1 toler=0.3 length=60 |  |  |  |  | check_battery length=7d | compare close sensors | constant length=5h eps=0.0001 |  | constant length=5h eps=0.0001 | install_date | MAD deriv=2 z=7 length=180d
soil temperature 0.3m 29/3 | 0.3 | 29 | 3 | Tsoil 0.3m 29/3 SR-T-Cont2-R | Box29_Temp3 | degC | Box29_Temp3 [degC] | SoilSoiltemperature0_3mAvg15Min_29_3 | 5ec7772409f79 | -25 | 50 | SR-T-Cont2-R | 2013-12-12 12:49 |  |  | right profile in SRCont2, east side | 652203.7423 | 5772982.1433 | maintenance | man_flag | undef | limits | Spike thresh=1 toler=0.3 length=60 |  |  |  |  | check_battery length=7d | compare close sensors | constant length=5h eps=0.0001 |  | constant length=5h eps=0.0001 | install_date | MAD deriv=2 z=7 length=180d
soil temperature 0.4m 29/4 | 0.4 | 29 | 4 | Tsoil 0.4m 29/4 SR-T-Cont2-R | Box29_Temp4 | degC | Box29_Temp4 [degC] | SoilSoiltemperature0_4mAvg15Min_29_4 | 5ec7772409f79 | -15 | 50 | SR-T-Cont2-R | 2013-12-12 12:49 |  |  | right profile in SRCont2, east side | 652203.7423 | 5772982.1433 | maintenance | man_flag | undef | limits | Spike thresh=1 toler=0.3 length=60 |  |  |  |  | check_battery length=7d | compare close sensors | constant length=5h eps=0.0001 |  | constant length=5h eps=0.0001 | install_date | MAD deriv=2 z=7 length=180d
soil temperature 0.5m 29/5 | 0.5 | 29 | 5 | Tsoil 0.5m 29/5 SR-T-Cont2-R | Box29_Temp5 | degC | Box29_Temp5 [degC] | SoilSoiltemperature0_5mAvg15Min_29_5 | 5ec7772409f79 | -10 | 50 | SR-T-Cont2-R | 2013-12-12 12:49 |  |  | right profile in SRCont2, east side | 652203.7423 | 5772982.1433 | maintenance | man_flag | undef | limits | Spike thresh=1 toler=0.3 length=60 |  |  |  |  | check_battery length=7d | compare close sensors | constant length=5h eps=0.0001 |  | constant length=5h eps=0.0001 | install_date | MAD deriv=2 z=7 length=180d
soil temperature 0.6m 29/6 | 0.6 | 29 | 6 | Tsoil 0.6m 29/6 SR-T-Cont2-R | Box29_Temp6 | degC | Box29_Temp6 [degC] | SoilSoiltemperature0_6mAvg15Min_29_6 | 5ec7772409f79 | -10 | 50 | SR-T-Cont2-R | 2013-12-12 12:49 |  |  | right profile in SRCont2, east side | 652203.7423 | 5772982.1433 | maintenance | man_flag | undef | limits | Spike thresh=1 toler=0.3 length=60 |  |  |  |  | check_battery length=7d | compare close sensors | constant length=5h eps=0.0001 |  | constant length=5h eps=0.0001 | install_date | MAD deriv=2 z=7 length=180d
soil temperature 0.1m 30/1 | 0.1 | 30 | 1 | Tsoil 0.1m 30/1 T4-L | Box30_Temp1 | degC | Box30_Temp1 [degC] | SoilSoiltemperature0_1mAvg15Min_30_1 | 3489501adf1a3 | -25 | 50 | T4-L | 2013-12-12 12:20 | 2016-02-21 06:01 |  | left profile in Trench 4, east side | 652201.9042 | 5773019.017 | maintenance | man_flag | undef | limits | Spike thresh=1 toler=0.3 length=60 |  |  |  |  | check_battery length=7d | compare close sensors | constant length=5h eps=0.0001 |  | constant length=5h eps=0.0001 | install_date | MAD deriv=2 z=7 length=180d
soil temperature 0.2m 30/2 | 0.2 | 30 | 2 | Tsoil 0.2m 30/2 T4-L | Box30_Temp2 | degC | Box30_Temp2 [degC] | SoilSoiltemperature0_2mAvg15Min_30_2 | 3489501adf1a3 | -25 | 50 | T4-L | 2013-12-12 12:20 | 2016-02-21 06:01 |  | left profile in Trench 4, east side | 652201.9042 | 5773019.017 | maintenance | man_flag | undef | limits | Spike thresh=1 toler=0.3 length=60 |  |  |  |  | check_battery length=7d | compare close sensors | constant length=5h eps=0.0001 |  | constant length=5h eps=0.0001 | install_date | MAD deriv=2 z=7 length=180d
soil temperature 0.3m 30/3 | 0.3 | 30 | 3 | Tsoil 0.3m 30/3 T4-L | Box30_Temp3 | degC | Box30_Temp3 [degC] | SoilSoiltemperature0_3mAvg15Min_30_3 | 3489501adf1a3 | -25 | 50 | T4-L | 2013-12-12 12:20 | 2016-02-21 06:01 |  | left profile in Trench 4, east side | 652201.9042 | 5773019.017 | maintenance | man_flag | undef | limits | Spike thresh=1 toler=0.3 length=60 |  |  |  |  | check_battery length=7d | compare close sensors | constant length=5h eps=0.0001 |  | constant length=5h eps=0.0001 | install_date | MAD deriv=2 z=7 length=180d
soil temperature 0.4m 30/4 | 0.4 | 30 | 4 | Tsoil 0.4m 30/4 T4-L | Box30_Temp4 | degC | Box30_Temp4 [degC] | SoilSoiltemperature0_4mAvg15Min_30_4 | 3489501adf1a3 | -15 | 50 | T4-L | 2013-12-12 12:20 | 2016-02-21 06:01 |  | left profile in Trench 4, east side | 652201.9042 | 5773019.017 | maintenance | man_flag | undef | limits | Spike thresh=1 toler=0.3 length=60 |  |  |  |  | check_battery length=7d | compare close sensors | constant length=5h eps=0.0001 |  | constant length=5h eps=0.0001 | install_date | MAD deriv=2 z=7 length=180d
soil temperature 0.5m 30/5 | 0.5 | 30 | 5 | Tsoil 0.5m 30/5 T4-L | Box30_Temp5 | degC | Box30_Temp5 [degC] | SoilSoiltemperature0_5mAvg15Min_30_5 | 3489501adf1a3 | -10 | 50 | T4-L | 2013-12-12 12:20 | 2016-02-21 06:01 |  | left profile in Trench 4, east side | 652201.9042 | 5773019.017 | maintenance | man_flag | undef | limits | Spike thresh=1 toler=0.3 length=60 |  |  |  |  | check_battery length=7d | compare close sensors | constant length=5h eps=0.0001 |  | constant length=5h eps=0.0001 | install_date | MAD deriv=2 z=7 length=180d
soil temperature 0.6m 30/6 | 0.6 | 30 | 6 | Tsoil 0.6m 30/6 T4-L | Box30_Temp6 | degC | Box30_Temp6 [degC] | SoilSoiltemperature0_6mAvg15Min_30_6 | 3489501adf1a3 | -10 | 50 | T4-L | 2013-12-12 12:20 | 2016-02-21 06:01 |  | left profile in Trench 4, east side | 652201.9042 | 5773019.017 | maintenance | man_flag | undef | limits | Spike thresh=1 toler=0.3 length=60 |  |  |  |  | check_battery length=7d | compare close sensors | constant length=5h eps=0.0001 |  | constant length=5h eps=0.0001 | install_date | MAD deriv=2 z=7 length=180d
soil temperature 0.05m 31/1 | 0.05 | 31 | 1 | Tsoil 0.05m 31/1 T4-R | Box31_Temp1 | degC | Box31_Temp1 [degC] | SoilSoiltemperature0_05mAvg15Min_31_1 | 7a1f28f9184cd | -25 | 50 | T4-R | 2013-12-12 12:23 |  |  | right profile in Trench 4, east side | 652201.9042 | 5773019.017 | maintenance | man_flag | undef | limits | Spike thresh=1 toler=0.3 length=60 |  |  |  |  | check_battery length=7d | compare close sensors | constant length=5h eps=0.0001 |  | constant length=5h eps=0.0001 | install_date | MAD deriv=2 z=7 length=180d
soil temperature 0.1m 31/2 | 0.1 | 31 | 2 | Tsoil 0.1m 31/2 T4-R | Box31_Temp2 | degC | Box31_Temp2 [degC] | SoilSoiltemperature0_1mAvg15Min_31_2 | 7a1f28f9184cd | -25 | 50 | T4-R | 2013-12-12 12:23 |  |  | right profile in Trench 4, east side | 652201.9042 | 5773019.017 | maintenance | man_flag | undef | limits | Spike thresh=1 toler=0.3 length=60 |  |  |  |  | check_battery length=7d | compare close sensors | constant length=5h eps=0.0001 |  | constant length=5h eps=0.0001 | install_date | MAD deriv=2 z=7 length=180d
soil temperature 0.2m 31/3 | 0.2 | 31 | 3 | Tsoil 0.2m 31/3 T4-R | Box31_Temp3 | degC | Box31_Temp3 [degC] | SoilSoiltemperature0_2mAvg15Min_31_3 | 7a1f28f9184cd | -25 | 50 | T4-R | 2013-12-12 12:23 |  |  | right profile in Trench 4, east side | 652201.9042 | 5773019.017 | maintenance | man_flag | undef | limits | Spike thresh=1 toler=0.3 length=60 |  |  |  |  | check_battery length=7d | compare close sensors | constant length=5h eps=0.0001 |  | constant length=5h eps=0.0001 | install_date | MAD deriv=2 z=7 length=180d
soil temperature 0.3m 31/4 | 0.3 | 31 | 4 | Tsoil 0.3m 31/4 T4-R | Box31_Temp4 | degC | Box31_Temp4 [degC] | SoilSoiltemperature0_3mAvg15Min_31_4 | 7a1f28f9184cd | -25 | 50 | T4-R | 2013-12-12 12:23 |  |  | right profile in Trench 4, east side | 652201.9042 | 5773019.017 | maintenance | man_flag | undef | limits | Spike thresh=1 toler=0.3 length=60 |  |  |  |  | check_battery length=7d | compare close sensors | constant length=5h eps=0.0001 |  | constant length=5h eps=0.0001 | install_date | MAD deriv=2 z=7 length=180d
soil temperature 0.4m 31/5 | 0.4 | 31 | 5 | Tsoil 0.4m 31/5 T4-R | Box31_Temp5 | degC | Box31_Temp5 [degC] | SoilSoiltemperature0_4mAvg15Min_31_5 | 7a1f28f9184cd | -15 | 50 | T4-R | 2013-12-12 12:23 |  |  | right profile in Trench 4, east side | 652201.9042 | 5773019.017 | maintenance | man_flag | undef | limits | Spike thresh=1 toler=0.3 length=60 |  |  |  |  | check_battery length=7d | compare close sensors | constant length=5h eps=0.0001 |  | constant length=5h eps=0.0001 | install_date | MAD deriv=2 z=7 length=180d
soil temperature 0.6m 31/6 | 0.6 | 31 | 6 | Tsoil 0.6m 31/6 T4-R | Box31_Temp6 | degC | Box31_Temp6 [degC] | SoilSoiltemperature0_6mAvg15Min_31_6 | 7a1f28f9184cd | -10 | 30 | T4-R | 2013-12-12 12:23 |  |  | right profile in Trench 4, east side | 652201.9042 | 5773019.017 | maintenance | man_flag | undef | limits | Spike thresh=1 toler=0.3 length=60 |  |  |  |  | check_battery length=7d | compare close sensors | constant length=5h eps=0.0001 |  | constant length=5h eps=0.0001 | install_date | MAD deriv=2 z=7 length=180d
soil temperature 0.1m 32/1 | 0.1 | 32 | 1 | Tsoil 0.1m 32/1 SR12 | Box32_Temp1 | degC | Box32_Temp1 [degC] | SoilSoiltemperature0_1mAvg15Min_32_1 | 1eff5e90f6fec | -25 | 50 | SR12 | 2013-08-22 12:52 |  | 1.5m S (tree 185) | very loamy | 652237.087 | 5772967.1974 | maintenance | man_flag | undef | limits | Spike thresh=1 toler=0.3 length=60 |  |  |  |  | check_battery length=7d | compare close sensors | constant length=5h eps=0.0001 |  | constant length=5h eps=0.0001 | install_date | MAD deriv=2 z=7 length=180d
soil temperature 0.3m 32/2 | 0.3 | 32 | 2 | Tsoil 0.3m 32/2 SR12 | Box32_Temp2 | degC | Box32_Temp2 [degC] | SoilSoiltemperature0_3mAvg15Min_32_2 | 1eff5e90f6fec | -25 | 50 | SR12 | 2013-08-22 12:52 |  | 1.5m S (tree 185) | very loamy | 652237.087 | 5772967.1974 | maintenance | man_flag | undef | limits | Spike thresh=1 toler=0.3 length=60 |  |  |  |  | check_battery length=7d | compare close sensors | constant length=5h eps=0.0001 |  | constant length=5h eps=0.0001 | install_date | MAD deriv=2 z=7 length=180d
soil temperature 0.1m 32/3 | 0.1 | 32 | 3 | Tsoil 0.1m 32/3 SR13 | Box32_Temp3 | degC | Box32_Temp3 [degC] | SoilSoiltemperature0_1mAvg15Min_32_3 | 1eff5e90f6fec | -25 | 50 | SR13 | 2013-08-22 12:52 |  |  |  | 652235.4228 | 5772958.5779 | maintenance | man_flag | undef | limits | Spike thresh=1 toler=0.3 length=60 |  |  |  |  | check_battery length=7d | compare close sensors | constant length=5h eps=0.0001 |  | constant length=5h eps=0.0001 | install_date | MAD deriv=2 z=7 length=180d
soil temperature 0.3m 32/4 | 0.3 | 32 | 4 | Tsoil 0.3m 32/4 SR13 | Box32_Temp4 | degC | Box32_Temp4 [degC] | SoilSoiltemperature0_3mAvg15Min_32_4 | 1eff5e90f6fec | -25 | 50 | SR13 | 2013-08-22 12:52 |  |  |  | 652235.4228 | 5772958.5779 | maintenance | man_flag | undef | limits | Spike thresh=1 toler=0.3 length=60 |  |  |  |  | check_battery length=7d | compare close sensors | constant length=5h eps=0.0001 |  | constant length=5h eps=0.0001 | install_date | MAD deriv=2 z=7 length=180d
soil temperature 0.1m 32/5 | 0.1 | 32 | 5 | Tsoil 0.1m 32/5 SR14 | Box32_Temp5 | degC | Box32_Temp5 [degC] | SoilSoiltemperature0_1mAvg15Min_32_5 | 1eff5e90f6fec | -25 | 50 | SR14 | 2013-08-22 12:52 |  | 1.5m N (tree 185) |  | 652228.0779 | 5772958.9113 | maintenance | man_flag | undef | limits | Spike thresh=1 toler=0.3 length=60 |  |  |  |  | check_battery length=7d | compare close sensors | constant length=5h eps=0.0001 |  | constant length=5h eps=0.0001 | install_date | MAD deriv=2 z=7 length=180d
soil temperature 0.3m 32/6 | 0.3 | 32 | 6 | Tsoil 0.3m 32/6 SR14 | Box32_Temp6 | degC | Box32_Temp6 [degC] | SoilSoiltemperature0_3mAvg15Min_32_6 | 1eff5e90f6fec | -25 | 50 | SR14 | 2013-08-22 12:52 |  | 1.5m N (tree 185) | loamy | 652228.0779 | 5772958.9113 | maintenance | man_flag | undef | limits | Spike thresh=1 toler=0.3 length=60 |  |  |  |  | check_battery length=7d | compare close sensors | constant length=5h eps=0.0001 |  | constant length=5h eps=0.0001 | install_date | MAD deriv=2 z=7 length=180d
soil temperature 0.05m 33/1 | 0.05 | 33 | 1 | Tsoil 0.05m 33/1 NT4-L | Box33_Temp1 | degC | Box33_Temp1 [degC] | SoilSoiltemperature0_05mAvg15Min_33_1 | c909f0c24534b | -25 | 50 | NT4-L | 2014-03-06 15:01 | 2016-03-30 07:44 |  | left profile in NTrench 4, west | 652193.3144 | 5773010.7556 | maintenance | man_flag | undef | limits | Spike thresh=1 toler=0.3 length=60 |  |  |  |  | check_battery length=7d | compare close sensors | constant length=5h eps=0.0001 |  | constant length=5h eps=0.0001 | install_date | MAD deriv=2 z=7 length=180d
soil temperature 0.1m 33/2 | 0.1 | 33 | 2 | Tsoil 0.1m 33/2 NT4-L | Box33_Temp2 | degC | Box33_Temp2 [degC] | SoilSoiltemperature0_1mAvg15Min_33_2 | c909f0c24534b | -25 | 50 | NT4-L | 2014-03-06 15:01 | 2016-03-30 07:44 |  | left profile in NTrench 4, west | 652193.3144 | 5773010.7556 | maintenance | man_flag | undef | limits | Spike thresh=1 toler=0.3 length=60 |  |  |  |  | check_battery length=7d | compare close sensors | constant length=5h eps=0.0001 |  | constant length=5h eps=0.0001 | install_date | MAD deriv=2 z=7 length=180d
soil temperature 0.2m 33/3 | 0.2 | 33 | 3 | Tsoil 0.2m 33/3 NT4-L | Box33_Temp3 | degC | Box33_Temp3 [degC] | SoilSoiltemperature0_2mAvg15Min_33_3 | c909f0c24534b | -25 | 50 | NT4-L | 2014-03-06 15:01 | 2016-03-30 07:44 |  | left profile in NTrench 4, west | 652193.3144 | 5773010.7556 | maintenance | man_flag | undef | limits | Spike thresh=1 toler=0.3 length=60 |  |  |  |  | check_battery length=7d | compare close sensors | constant length=5h eps=0.0001 |  | constant length=5h eps=0.0001 | install_date | MAD deriv=2 z=7 length=180d
soil temperature 0.3m 33/4 | 0.3 | 33 | 4 | Tsoil 0.3m 33/4 NT4-L | Box33_Temp4 | degC | Box33_Temp4 [degC] | SoilSoiltemperature0_3mAvg15Min_33_4 | c909f0c24534b | -20 | 50 | NT4-L | 2014-03-06 15:01 | 2016-03-30 07:44 |  | left profile in NTrench 4, west | 652193.3144 | 5773010.7556 | maintenance | man_flag | undef | limits | Spike thresh=1 toler=0.3 length=60 |  |  |  |  | check_battery length=7d | compare close sensors | constant length=5h eps=0.0001 |  | constant length=5h eps=0.0001 | install_date | MAD deriv=2 z=7 length=180d
soil temperature 0.4m 33/5 | 0.4 | 33 | 5 | Tsoil 0.4m 33/5 NT4-L | Box33_Temp5 | degC | Box33_Temp5 [degC] | SoilSoiltemperature0_4mAvg15Min_33_5 | c909f0c24534b | -15 | 50 | NT4-L | 2014-03-06 15:01 | 2016-03-30 07:44 |  | left profile in NTrench 4, west | 652193.3144 | 5773010.7556 | maintenance | man_flag | undef | limits | Spike thresh=1 toler=0.3 length=60 |  |  |  |  | check_battery length=7d | compare close sensors | constant length=5h eps=0.0001 |  | constant length=5h eps=0.0001 | install_date | MAD deriv=2 z=7 length=180d
soil temperature 0.5m 33/6 | 0.5 | 33 | 6 | Tsoil 0.5m 33/6 NT4-L | Box33_Temp6 | degC | Box33_Temp6 [degC] | SoilSoiltemperature0_5mAvg15Min_33_6 | c909f0c24534b | -10 | 30 | NT4-L | 2014-03-06 15:01 | 2016-03-30 07:44 |  | left profile in NTrench 4, west | 652193.3144 | 5773010.7556 | maintenance | man_flag | undef | limits | Spike thresh=1 toler=0.3 length=60 |  |  |  |  | check_battery length=7d | compare close sensors | constant length=5h eps=0.0001 |  | constant length=5h eps=0.0001 | install_date | MAD deriv=2 z=7 length=180d
soil temperature 0.05m 34/1 | 0.05 | 34 | 1 | Tsoil 0.05m 34/1 SR-T-Cont1-R | Box34_Temp1 | degC | Box34_Temp1 [degC] | SoilSoiltemperature0_05mAvg15Min_34_1 | ea5161efaf67d | -25 | 50 | SR-T-Cont1-R | 2013-12-05 11:59 |  |  | loamy, right profile in Trench SRCont1 | 652197.8325 | 5773002.1077 | maintenance | man_flag | undef | limits | Spike thresh=1 toler=0.3 length=60 |  |  |  |  | check_battery length=7d | compare close sensors | constant length=5h eps=0.0001 |  | constant length=5h eps=0.0001 | install_date | MAD deriv=2 z=7 length=180d
soil temperature 0.1m 34/2 | 0.1 | 34 | 2 | Tsoil 0.1m 34/2 SR-T-Cont1-R | Box34_Temp2 | degC | Box34_Temp2 [degC] | SoilSoiltemperature0_1mAvg15Min_34_2 | ea5161efaf67d | -25 | 50 | SR-T-Cont1-R | 2013-12-05 11:59 |  |  | loamy, right profile in Trench SRCont1 | 652197.8325 | 5773002.1077 | maintenance | man_flag | undef | limits | Spike thresh=1 toler=0.3 length=60 |  |  |  |  | check_battery length=7d | compare close sensors | constant length=5h eps=0.0001 |  | constant length=5h eps=0.0001 | install_date | MAD deriv=2 z=7 length=180d
soil temperature 0.2m 34/3 | 0.2 | 34 | 3 | Tsoil 0.2m 34/3 SR-T-Cont1-R | Box34_Temp3 | degC | Box34_Temp3 [degC] | SoilSoiltemperature0_2mAvg15Min_34_3 | ea5161efaf67d | -25 | 50 | SR-T-Cont1-R | 2013-12-05 11:59 |  |  | loamy, right profile in Trench SRCont1 | 652197.8325 | 5773002.1077 | maintenance | man_flag | undef | limits | Spike thresh=1 toler=0.3 length=60 |  |  |  |  | check_battery length=7d | compare close sensors | constant length=5h eps=0.0001 |  | constant length=5h eps=0.0001 | install_date | MAD deriv=2 z=7 length=180d
soil temperature 0.3m 34/4 | 0.3 | 34 | 4 | Tsoil 0.3m 34/4 SR-T-Cont1-R | Box34_Temp4 | degC | Box34_Temp4 [degC] | SoilSoiltemperature0_3mAvg15Min_34_4 | ea5161efaf67d | -25 | 50 | SR-T-Cont1-R | 2013-12-05 11:59 |  |  | loamy, right profile in Trench SRCont1 | 652197.8325 | 5773002.1077 | maintenance | man_flag | undef | limits | Spike thresh=1 toler=0.3 length=60 |  |  |  |  | check_battery length=7d | compare close sensors | constant length=5h eps=0.0001 |  | constant length=5h eps=0.0001 | install_date | MAD deriv=2 z=7 length=180d
soil temperature 0.4m 34/5 | 0.4 | 34 | 5 | Tsoil 0.4m 34/5 SR-T-Cont1-R | Box34_Temp5 | degC | Box34_Temp5 [degC] | SoilSoiltemperature0_4mAvg15Min_34_5 | ea5161efaf67d | -15 | 50 | SR-T-Cont1-R | 2013-12-05 11:59 |  |  | loamy, right profile in Trench SRCont1 | 652197.8325 | 5773002.1077 | maintenance | man_flag | undef | limits | Spike thresh=1 toler=0.3 length=60 |  |  |  |  | check_battery length=7d | compare close sensors | constant length=5h eps=0.0001 |  | constant length=5h eps=0.0001 | install_date | MAD deriv=2 z=7 length=180d
soil temperature 0.5m 34/6 | 0.5 | 34 | 6 | Tsoil 0.5m 34/6 SR-T-Cont1-R | Box34_Temp6 | degC | Box34_Temp6 [degC] | SoilSoiltemperature0_5mAvg15Min_34_6 | ea5161efaf67d | -10 | 30 | SR-T-Cont1-R | 2013-12-05 11:59 |  |  | loamy, right profile in Trench SRCont1 | 652197.8325 | 5773002.1077 | maintenance | man_flag | undef | limits | Spike thresh=1 toler=0.3 length=60 |  |  |  |  | check_battery length=7d | compare close sensors | constant length=5h eps=0.0001 |  | constant length=5h eps=0.0001 | install_date | MAD deriv=2 z=7 length=180d
soil temperature 0.1m 35/1 | 0.1 | 35 | 1 | Tsoil 0.1m 35/1 SR18 | Box35_Temp1 | degC | Box35_Temp1 [degC] | SoilSoiltemperature0_1mAvg15Min_35_1 | 93ec1e1b443b9 | -25 | 50 | SR18 | 2013-09-12 14:56 |  | 1.5m SSW |  | 652213.3436 | 5772982.0186 | maintenance | man_flag | undef | limits | Spike thresh=1 toler=0.3 length=60 |  |  |  |  | check_battery length=7d | compare close sensors | constant length=5h eps=0.0001 |  | constant length=5h eps=0.0001 | install_date | MAD deriv=2 z=7 length=180d
soil temperature 0.3m 35/2 | 0.3 | 35 | 2 | Tsoil 0.3m 35/2 SR18 | Box35_Temp2 | degC | Box35_Temp2 [degC] | SoilSoiltemperature0_3mAvg15Min_35_2 | 93ec1e1b443b9 | -25 | 50 | SR18 | 2013-09-12 14:56 |  | 1.5m SSW |  | 652213.3436 | 5772982.0186 | maintenance | man_flag | undef | limits | Spike thresh=1 toler=0.3 length=60 |  |  |  |  | check_battery length=7d | compare close sensors | constant length=5h eps=0.0001 |  | constant length=5h eps=0.0001 | install_date | MAD deriv=2 z=7 length=180d
soil temperature 0.1m 35/3 | 0.1 | 35 | 3 | Tsoil 0.1m 35/3 SR25 | Box35_Temp3 | degC | Box35_Temp3 [degC] | SoilSoiltemperature0_1mAvg15Min_35_3 | 93ec1e1b443b9 | -25 | 50 | SR25 | 2013-09-12 14:56 |  | 3m NE |  | 652203.3476 | 5772993.4645 | maintenance | man_flag | undef | limits | Spike thresh=1 toler=0.3 length=60 |  |  |  |  | check_battery length=7d | compare close sensors | constant length=5h eps=0.0001 |  | constant length=5h eps=0.0001 | install_date | MAD deriv=2 z=7 length=180d
soil temperature 0.3m 35/4 | 0.3 | 35 | 4 | Tsoil 0.3m 35/4 SR25 | Box35_Temp4 | degC | Box35_Temp4 [degC] | SoilSoiltemperature0_3mAvg15Min_35_4 | 93ec1e1b443b9 | -25 | 50 | SR25 | 2013-09-12 14:56 |  | 3m NE |  | 652203.3476 | 5772993.4645 | maintenance | man_flag | undef | limits | Spike thresh=1 toler=0.3 length=60 |  |  |  |  | check_battery length=7d | compare close sensors | constant length=5h eps=0.0001 |  | constant length=5h eps=0.0001 | install_date | MAD deriv=2 z=7 length=180d
soil temperature 0.1m 35/5 | 0.1 | 35 | 5 | Tsoil 0.1m 35/5 SR29 | Box35_Temp5 | degC | Box35_Temp5 [degC] | SoilSoiltemperature0_1mAvg15Min_35_5 | 93ec1e1b443b9 | -25 | 50 | SR29 | 2013-09-12 14:56 |  | 1m S |  | 652215.8519 | 5772999.8105 | maintenance | man_flag | undef | limits | Spike thresh=1 toler=0.3 length=60 |  |  |  |  | check_battery length=7d | compare close sensors | constant length=5h eps=0.0001 |  | constant length=5h eps=0.0001 | install_date | MAD deriv=2 z=7 length=180d
soil temperature 0.3m 35/6 | 0.3 | 35 | 6 | Tsoil 0.3m 35/6 SR29 | Box35_Temp6 | degC | Box35_Temp6 [degC] | SoilSoiltemperature0_3mAvg15Min_35_6 | 93ec1e1b443b9 | -25 | 50 | SR29 | 2013-09-12 14:56 |  | 1m S |  | 652215.8519 | 5772999.8105 | maintenance | man_flag | undef | limits | Spike thresh=1 toler=0.3 length=60 |  |  |  |  | check_battery length=7d | compare close sensors | constant length=5h eps=0.0001 |  | constant length=5h eps=0.0001 | install_date | MAD deriv=2 z=7 length=180d
soil temperature 0.05m 36/1 | 0.05 | 36 | 1 | Tsoil 0.05m 36/1 SR-NT-Cont1-L | Box36_Temp1 | degC | Box36_Temp1 [degC] | SoilSoiltemperature0_05mAvg15Min_36_1 | 5b28e600681c0 | -25 | 50 | SR-NT-Cont1-L | 2014-03-06 14:37 |  |  | left profile in SR-NT-Cont-Trench 1, south | 652195.8766 | 5772995.2438 | maintenance | man_flag | undef | limits | Spike thresh=1 toler=0.3 length=60 |  |  |  |  | check_battery length=7d | compare close sensors | constant length=5h eps=0.0001 |  | constant length=5h eps=0.0001 | install_date | MAD deriv=2 z=7 length=180d
soil temperature 0.1m 36/2 | 0.1 | 36 | 2 | Tsoil 0.1m 36/2 SR-NT-Cont1-L | Box36_Temp2 | degC | Box36_Temp2 [degC] | SoilSoiltemperature0_1mAvg15Min_36_2 | 5b28e600681c0 | -25 | 50 | SR-NT-Cont1-L | 2014-03-06 14:37 |  |  | left profile in SR-NT-Cont-Trench 1, south | 652195.8766 | 5772995.2438 | maintenance | man_flag | undef | limits | Spike thresh=1 toler=0.3 length=60 |  |  |  |  | check_battery length=7d | compare close sensors | constant length=5h eps=0.0001 |  | constant length=5h eps=0.0001 | install_date | MAD deriv=2 z=7 length=180d
soil temperature 0.2m 36/3 | 0.2 | 36 | 3 | Tsoil 0.2m 36/3 SR-NT-Cont1-L | Box36_Temp3 | degC | Box36_Temp3 [degC] | SoilSoiltemperature0_2mAvg15Min_36_3 | 5b28e600681c0 | -25 | 50 | SR-NT-Cont1-L | 2014-03-06 14:37 |  |  | left profile in SR-NT-Cont-Trench 1, south | 652195.8766 | 5772995.2438 | maintenance | man_flag | undef | limits | Spike thresh=1 toler=0.3 length=60 |  |  |  |  | check_battery length=7d | compare close sensors | constant length=5h eps=0.0001 |  | constant length=5h eps=0.0001 | install_date | MAD deriv=2 z=7 length=180d
soil temperature 0.3m 36/4 | 0.3 | 36 | 4 | Tsoil 0.3m 36/4 SR-NT-Cont1-L | Box36_Temp4 | degC | Box36_Temp4 [degC] | SoilSoiltemperature0_3mAvg15Min_36_4 | 5b28e600681c0 | -25 | 50 | SR-NT-Cont1-L | 2014-03-06 14:37 |  |  | left profile in SR-NT-Cont-Trench 1, south | 652195.8766 | 5772995.2438 | maintenance | man_flag | undef | limits | Spike thresh=1 toler=0.3 length=60 |  |  |  |  | check_battery length=7d | compare close sensors | constant length=5h eps=0.0001 |  | constant length=5h eps=0.0001 | install_date | MAD deriv=2 z=7 length=180d
soil temperature 0.4m 36/5 | 0.4 | 36 | 5 | Tsoil 0.4m 36/5 SR-NT-Cont1-L | Box36_Temp5 | degC | Box36_Temp5 [degC] | SoilSoiltemperature0_4mAvg15Min_36_5 | 5b28e600681c0 | -15 | 50 | SR-NT-Cont1-L | 2014-03-06 14:37 |  |  | left profile in SR-NT-Cont-Trench 1, south | 652195.8766 | 5772995.2438 | maintenance | man_flag | undef | limits | Spike thresh=1 toler=0.3 length=60 |  |  |  |  | check_battery length=7d | compare close sensors | constant length=5h eps=0.0001 |  | constant length=5h eps=0.0001 | install_date | MAD deriv=2 z=7 length=180d
soil temperature 0.5m 36/6 | 0.5 | 36 | 6 | Tsoil 0.5m 36/6 SR-NT-Cont1-L | Box36_Temp6 | degC | Box36_Temp6 [degC] | SoilSoiltemperature0_5mAvg15Min_36_6 | 5b28e600681c0 | -10 | 30 | SR-NT-Cont1-L | 2014-03-06 14:37 |  |  | left profile in SR-NT-Cont-Trench 1, south | 652195.8766 | 5772995.2438 | maintenance | man_flag | undef | limits | Spike thresh=1 toler=0.3 length=60 |  |  |  |  | check_battery length=7d | compare close sensors | constant length=5h eps=0.0001 |  | constant length=5h eps=0.0001 | install_date | MAD deriv=2 z=7 length=180d
soil temperature 0.2m 37/1 | 0.2 | 37 | 1 | Tsoil 0.2m 37/1 SR-T_Cont1-L | Box37_Temp1 | degC | Box37_Temp1 [degC] | SoilSoiltemperature0_2mAvg15Min_37_1 | 1ad71de66cc3f | -25 | 50 | SR-T-Cont1-L | 2013-12-05 12:13 |  |  | loamy, left profile in Trench SRCont1 | 652197.8325 | 5773002.1077 | maintenance | man_flag | undef | limits | Spike thresh=1 toler=0.3 length=60 |  |  |  |  | check_battery length=7d | compare close sensors | constant length=5h eps=0.0001 |  | constant length=5h eps=0.0001 | install_date | MAD deriv=2 z=7 length=180d
soil temperature 0.3m 37/2 | 0.3 | 37 | 2 | Tsoil 0.3m 37/2 SR-T_Cont1-L | Box37_Temp2 | degC | Box37_Temp2 [degC] | SoilSoiltemperature0_3mAvg15Min_37_2 | 1ad71de66cc3f | -25 | 50 | SR-T-Cont1-L | 2013-12-05 12:13 |  |  | loamy, left profile in Trench SRCont1 | 652197.8325 | 5773002.1077 | maintenance | man_flag | undef | limits | Spike thresh=1 toler=0.3 length=60 |  |  |  |  | check_battery length=7d | compare close sensors | constant length=5h eps=0.0001 |  | constant length=5h eps=0.0001 | install_date | MAD deriv=2 z=7 length=180d
soil temperature 0.4m 37/3 | 0.4 | 37 | 3 | Tsoil 0.4m 37/3 SR-T_Cont1-L | Box37_Temp3 | degC | Box37_Temp3 [degC] | SoilSoiltemperature0_4mAvg15Min_37_3 | 1ad71de66cc3f | -15 | 50 | SR-T-Cont1-L | 2013-12-05 12:13 |  |  | loamy, left profile in Trench SRCont1 | 652197.8325 | 5773002.1077 | maintenance | man_flag | undef | limits | Spike thresh=1 toler=0.3 length=60 |  |  |  |  | check_battery length=7d | compare close sensors | constant length=5h eps=0.0001 |  | constant length=5h eps=0.0001 | install_date | MAD deriv=2 z=7 length=180d
soil temperature 0.6m 37/4 | 0.5 | 37 | 4 | Tsoil 0.5m 37/4 SR-T_Cont1-L | Box37_Temp4 | degC | Box37_Temp4 [degC] | SoilSoiltemperature0_5mAvg15Min_37_4 | 1ad71de66cc3f | -10 | 30 | SR-T-Cont1-L | 2013-12-05 12:13 |  |  | loamy, left profile in Trench SRCont1 | 652197.8325 | 5773002.1077 | maintenance | man_flag | undef | limits | Spike thresh=1 toler=0.3 length=60 |  |  |  |  | check_battery length=7d | compare close sensors | constant length=5h eps=0.0001 |  | constant length=5h eps=0.0001 | install_date | MAD deriv=2 z=7 length=180d
soil temperature 0.6m 37/5 | 0.6 | 37 | 5 | Tsoil 0.6m 37/5 SR-T_Cont1-L | Box37_Temp5 | degC | Box37_Temp5 [degC] | SoilSoiltemperature0_6mAvg15Min_37_5 | 1ad71de66cc3f | -10 | 30 | SR-T-Cont1-L | 2013-12-05 12:13 |  |  | loamy, left profile in Trench SRCont1 | 652197.8325 | 5773002.1077 | maintenance | man_flag | undef | limits | Spike thresh=1 toler=0.3 length=60 |  |  |  |  | check_battery length=7d | compare close sensors | constant length=5h eps=0.0001 |  | constant length=5h eps=0.0001 | install_date | MAD deriv=2 z=7 length=180d
soil temperature 0.6m 37/6 | 0.6 | 37 | 6 | Tsoil 0.6m 37/6 SR-T_Cont1-L | Box37_Temp6 | degC | Box37_Temp6 [degC] | SoilSoiltemperature0_6mAvg15Min_37_6 | 1ad71de66cc3f | -10 | 30 | SR-T-Cont1-L | 2013-12-05 12:13 |  |  | loamy, left profile in Trench SRCont1 | 652197.8325 | 5773002.1077 | maintenance | man_flag | undef | limits | Spike thresh=1 toler=0.3 length=60 |  |  |  |  | check_battery length=7d | compare close sensors | constant length=5h eps=0.0001 |  | constant length=5h eps=0.0001 | install_date | MAD deriv=2 z=7 length=180d
soil temperature 0.1m 38/1 | 0.1 | 38 | 1 | Tsoil 0.1m 38/1 SR11 | Box38_Temp1 | degC | Box38_Temp1 [degC] | SoilSoiltemperature0_1mAvg15Min_38_1 | 1effa0b08b5ae | -25 | 50 | SR11 | 2013-08-22 13:58 |  |  |  | 652235.5628 | 5772981.0319 | maintenance | man_flag | undef | limits | Spike thresh=1 toler=0.3 length=60 |  |  |  |  | check_battery length=7d | compare close sensors | constant length=5h eps=0.0001 |  | constant length=5h eps=0.0001 | install_date | MAD deriv=2 z=7 length=180d
soil temperature 0.3m 38/2 | 0.3 | 38 | 2 | Tsoil 0.3m 38/2 SR11 | Box38_Temp2 | degC | Box38_Temp2 [degC] | SoilSoiltemperature0_3mAvg15Min_38_2 | 1effa0b08b5ae | -25 | 50 | SR11 | 2013-08-22 13:58 |  |  |  | 652235.5628 | 5772981.0319 | maintenance | man_flag | undef | limits | Spike thresh=1 toler=0.3 length=60 |  |  |  |  | check_battery length=7d | compare close sensors | constant length=5h eps=0.0001 |  | constant length=5h eps=0.0001 | install_date | MAD deriv=2 z=7 length=180d
soil temperature 0.1m 38/3 | 0.1 | 38 | 3 | Tsoil 0.1m 38/3 SR16 | Box38_Temp3 | degC | Box38_Temp3 [degC] | SoilSoiltemperature0_1mAvg15Min_38_3 | 1effa0b08b5ae | -25 | 50 | SR16 | 2013-08-22 13:58 |  |  |  | 652226.7581 | 5772975.401 | maintenance | man_flag | undef | limits | Spike thresh=1 toler=0.3 length=60 |  |  |  |  | check_battery length=7d | compare close sensors | constant length=5h eps=0.0001 |  | constant length=5h eps=0.0001 | install_date | MAD deriv=2 z=7 length=180d
soil temperature 0.3m 38/4 | 0.3 | 38 | 4 | Tsoil 0.3m 38/4 SR16 | Box38_Temp4 | degC | Box38_Temp4 [degC] | SoilSoiltemperature0_3mAvg15Min_38_4 | 1effa0b08b5ae | -25 | 50 | SR16 | 2013-08-22 13:58 |  |  |  | 652226.7581 | 5772975.401 | maintenance | man_flag | undef | limits | Spike thresh=1 toler=0.3 length=60 |  |  |  |  | check_battery length=7d | compare close sensors | constant length=5h eps=0.0001 |  | constant length=5h eps=0.0001 | install_date | MAD deriv=2 z=7 length=180d
soil temperature 0.1m 38/5 | 0.1 | 38 | 5 | Tsoil 0.1m 38/5 SR17 | Box38_Temp5 | degC | Box38_Temp5 [degC] | SoilSoiltemperature0_1mAvg15Min_38_5 | 1effa0b08b5ae | -25 | 50 | SR17 | 2013-08-22 13:58 |  |  |  | 652226.6397 | 5772988.0407 | maintenance | man_flag | undef | limits | Spike thresh=1 toler=0.3 length=60 |  |  |  |  | check_battery length=7d | compare close sensors | constant length=5h eps=0.0001 |  | constant length=5h eps=0.0001 | install_date | MAD deriv=2 z=7 length=180d
soil temperature 0.3m 38/6 | 0.3 | 38 | 6 | Tsoil 0.3m 38/6 SR17 | Box38_Temp6 | degC | Box38_Temp6 [degC] | SoilSoiltemperature0_3mAvg15Min_38_6 | 1effa0b08b5ae | -25 | 50 | SR17 | 2013-08-22 13:58 |  |  | loamy | 652226.6397 | 5772988.0407 | maintenance | man_flag | undef | limits | Spike thresh=1 toler=0.3 length=60 |  |  |  |  | check_battery length=7d | compare close sensors | constant length=5h eps=0.0001 |  | constant length=5h eps=0.0001 | install_date | MAD deriv=2 z=7 length=180d
soil temperature 0.3m 39/1 | 0.3 | 39 | 1 | Tsoil 0.3m 39/1 SR4 | Box39_Temp1 | degC | Box39_Temp1 [degC] | SoilSoiltemperature0_3mAvg15Min_39_1 | 2aabb57120c18 | -25 | 50 | SR4 | 2013-06-06 14:57 |  | 0.7m N |  | 652262.6728 | 5773023.813 | maintenance | man_flag | undef | limits | Spike thresh=1 toler=0.3 length=60 |  |  |  |  | check_battery length=7d | compare close sensors | constant length=5h eps=0.0001 |  | constant length=5h eps=0.0001 | install_date | MAD deriv=2 z=7 length=180d
soil temperature 0.1m 39/2 | 0.1 | 39 | 2 | Tsoil 0.1m 39/2 SR2 | Box39_Temp2 | degC | Box39_Temp2 [degC] | SoilSoiltemperature0_1mAvg15Min_39_2 | 2aabb57120c18 | -25 | 50 | SR2 | 2013-06-06 14:57 |  | 1m S |  | 652274.8739 | 5773034.9504 | maintenance | man_flag | undef | limits | Spike thresh=1 toler=0.3 length=60 |  |  |  |  | check_battery length=7d | compare close sensors | constant length=5h eps=0.0001 |  | constant length=5h eps=0.0001 | install_date | MAD deriv=2 z=7 length=180d
soil temperature 0.1m 39/3 | 0.1 | 39 | 3 | Tsoil 0.1m 39/3 SR3 | Box39_Temp3 | degC | Box39_Temp3 [degC] | SoilSoiltemperature0_1mAvg15Min_39_3 | 2aabb57120c18 | -25 | 50 | SR3 | 2013-06-06 14:57 |  |  |  | 652264.9879 | 5773034.0118 | maintenance | man_flag | undef | limits | Spike thresh=1 toler=0.3 length=60 |  |  |  |  | check_battery length=7d | compare close sensors | constant length=5h eps=0.0001 |  | constant length=5h eps=0.0001 | install_date | MAD deriv=2 z=7 length=180d
soil temperature 0.1m 39/4 | 0.1 | 39 | 4 | Tsoil 0.1m 39/4 SR4 | Box39_Temp4 | degC | Box39_Temp4 [degC] | SoilSoiltemperature0_1mAvg15Min_39_4 | 2aabb57120c18 | -25 | 50 | SR4 | 2013-06-06 14:57 |  | 0.7m N |  | 652262.6728 | 5773023.813 | maintenance | man_flag | undef | limits | Spike thresh=1 toler=0.3 length=60 |  |  |  |  | check_battery length=7d | compare close sensors | constant length=5h eps=0.0001 |  | constant length=5h eps=0.0001 | install_date | MAD deriv=2 z=7 length=180d
soil temperature 0.1m 39/5 | 0.1 | 39 | 5 | Tsoil 0.1m 39/5 SR5 | Box39_Temp5 | degC | Box39_Temp5 [degC] | SoilSoiltemperature0_1mAvg15Min_39_5 | 2aabb57120c18 | -25 | 50 | SR5 | 2013-06-06 14:57 |  |  |  | 652269.9935 | 5773026.7538 | maintenance | man_flag | undef | limits | Spike thresh=1 toler=0.3 length=60 |  |  |  |  | check_battery length=7d | compare close sensors | constant length=5h eps=0.0001 |  | constant length=5h eps=0.0001 | install_date | MAD deriv=2 z=7 length=180d
soil temperature 0.3m 39/6 | 0.3 | 39 | 6 | Tsoil 0.3m 39/6 SR5 | Box39_Temp6 | degC | Box39_Temp6 [degC] | SoilSoiltemperature0_3mAvg15Min_39_6 | 2aabb57120c18 | -25 | 50 | SR5 | 2013-06-06 14:57 |  |  |  | 652269.9935 | 5773026.7538 | maintenance | man_flag | undef | limits | Spike thresh=1 toler=0.3 length=60 |  |  |  |  | check_battery length=7d | compare close sensors | constant length=5h eps=0.0001 |  | constant length=5h eps=0.0001 | install_date | MAD deriv=2 z=7 length=180d
soil temperature 0.1m 40/1 | 0.1 | 40 | 1 | Tsoil 0.1m 40/1 SR6 | Box40_Temp1 | degC | Box40_Temp1 [degC] | SoilSoiltemperature0_1mAvg15Min_40_1 | 86affd92630cb | -25 | 50 | SR6 | 2013-06-25 11:15 |  |  |  | 652280.1923 | 5773020.2466 | maintenance | man_flag | undef | limits | Spike thresh=1 toler=0.3 length=60 |  |  |  |  | check_battery length=7d | compare close sensors | constant length=5h eps=0.0001 |  | constant length=5h eps=0.0001 | install_date | MAD deriv=2 z=7 length=180d
soil temperature 0.1m 40/2 | 0.1 | 40 | 2 | Tsoil 0.1m 40/2 SR7 | Box40_Temp2 | degC | Box40_Temp2 [degC] | SoilSoiltemperature0_1mAvg15Min_40_2 | 86affd92630cb | -25 | 50 | SR7 | 2013-06-25 11:15 |  |  |  | 652291.5799 | 5773020.1214 | maintenance | man_flag | undef | limits | Spike thresh=1 toler=0.3 length=60 |  |  |  |  | check_battery length=7d | compare close sensors | constant length=5h eps=0.0001 |  | constant length=5h eps=0.0001 | install_date | MAD deriv=2 z=7 length=180d
soil temperature 0.1m 40/3 | 0.1 | 40 | 3 | Tsoil 0.1m 40/3 SR8 | Box40_Temp3 | degC | Box40_Temp3 [degC] | SoilSoiltemperature0_1mAvg15Min_40_3 | 86affd92630cb | -25 | 50 | SR8 | 2013-06-25 11:15 |  |  |  | 652285.761 | 5773008.3584 | maintenance | man_flag | undef | limits | Spike thresh=1 toler=0.3 length=60 |  |  |  |  | check_battery length=7d | compare close sensors | constant length=5h eps=0.0001 |  | constant length=5h eps=0.0001 | install_date | MAD deriv=2 z=7 length=180d
soil temperature 0.3m 40/4 | 0.3 | 40 | 4 | Tsoil 0.3m 40/4 SR8 | Box40_Temp4 | degC | Box40_Temp4 [degC] | SoilSoiltemperature0_3mAvg15Min_40_4 | 86affd92630cb | -25 | 50 | SR8 | 2013-06-25 11:15 |  |  |  | 652285.761 | 5773008.3584 | maintenance | man_flag | undef | limits | Spike thresh=1 toler=0.3 length=60 |  |  |  |  | check_battery length=7d | compare close sensors | constant length=5h eps=0.0001 |  | constant length=5h eps=0.0001 | install_date | MAD deriv=2 z=7 length=180d
soil temperature 0.1m 40/5 | 0.1 | 40 | 5 | Tsoil 0.1m 40/5 SR9 | Box40_Temp5 | degC | Box40_Temp5 [degC] | SoilSoiltemperature0_1mAvg15Min_40_5 | 86affd92630cb | -25 | 50 | SR9 | 2013-06-25 11:15 |  |  |  | 652276.8135 | 5773008.9215 | maintenance | man_flag | undef | limits | Spike thresh=1 toler=0.3 length=60 |  |  |  |  | check_battery length=7d | compare close sensors | constant length=5h eps=0.0001 |  | constant length=5h eps=0.0001 | install_date | MAD deriv=2 z=7 length=180d
soil temperature 0.3m 40/6 | 0.3 | 40 | 6 | Tsoil 0.3m 40/6 SR9 | Box40_Temp6 | degC | Box40_Temp6 [degC] | SoilSoiltemperature0_3mAvg15Min_40_6 | 86affd92630cb | -25 | 50 | SR9 | 2013-06-25 11:15 |  |  |  | 652276.8135 | 5773008.9215 | maintenance | man_flag | undef | limits | Spike thresh=1 toler=0.3 length=60 |  |  |  |  | check_battery length=7d | compare close sensors | constant length=5h eps=0.0001 |  | constant length=5h eps=0.0001 | install_date | MAD deriv=2 z=7 length=180d
Note on J1: Hendrik Zöphel : for automatic upload

## ICOS soilNetwork HH
variable description | counter | depth/height (m) | SoilNet Node | Soilnet Sensor | Installation date + time | date end | Naming | headerout (logger) | headerout | units | headerout (final) | headerout (DB) | database ID | Umweltkompartiment | Probemedium | Physikalische Eigenschaft | Beobachtungsart | units DB | Zusätzliche Sensornummer | Zusätzliche Bezeichnung | Min | Max | ICOS CP | remarks | Messort | coordinates x | coordinates y | Flag_0 | Flag_1 | Flag_2 | Flag_3 | Flag_4 | Flag_5 | Flag_6 | Flag_7 | Flag_8 | Alert_1 | Alert_2 | Alert_3 | comment
soil water content 0.05m CP1 41/1 | 1 | 0.05 | 41 | 1 | 2017-04-07 | 2017-11-09 | SWC 0.05m 41/1 | SWC_1_1_1 | Box41_Moist1 | % | Box41_Moist1 [%] |  | ce6f94bf2fce5 | Pedosphäre |  | Bodenfeuchte | Average | Vol% |  | _41_1 | 5 | 60 | CP1 | ICOS | ICOS-CP1 | 652242.0808 | 5773033.0369 | Flag_0: maintenance; Flag_1: man_flag; Flag_2: undef; Flag_3: limits; Flag_4: Spike thresh=1 toler=0.3 length=60
soil water content 0.15m CP1 41/2 | 2 | 0.15 | 41 | 2 | 2017-04-07 | 2017-11-09 | SWC 0.15m 41/2 | SWC_1_2_1 | Box41_Moist2 | % | Box41_Moist2 [%] |  | ce6f94bf2fce5 | Pedosphäre |  | Bodenfeuchte | Average | Vol% |  | _41_2 | 5 | 60 | CP1 | ICOS | ICOS-CP1 | 652242.0808 | 5773033.0369 | Flag_0: maintenance; Flag_1: man_flag; Flag_2: undef; Flag_3: limits; Flag_4: Spike thresh=1 toler=0.3 length=60
soil water content 0.25m CP1 41/3 | 3 | 0.25 | 41 | 3 | 2017-04-07 | 2017-11-09 | SWC 0.25m 41/3 | SWC_1_3_1 | Box41_Moist3 | % | Box41_Moist3 [%] |  | ce6f94bf2fce5 | Pedosphäre |  | Bodenfeuchte | Average | Vol% |  | _41_3 | 5 | 60 | CP1 | ICOS | ICOS-CP1 | 652242.0808 | 5773033.0369 | Flag_0: maintenance; Flag_1: man_flag; Flag_2: undef; Flag_3: limits; Flag_4: Spike thresh=1 toler=0.3 length=60
soil water content 0.35m CP1 41/4 | 4 | 0.35 | 41 | 4 | 2017-04-07 | 2017-11-09 | SWC 0.35m 41/4 | SWC_1_4_1 | Box41_Moist4 | % | Box41_Moist4 [%] |  | ce6f94bf2fce5 | Pedosphäre |  | Bodenfeuchte | Average | Vol% |  | _41_4 | 5 | 60 | CP1 | ICOS | ICOS-CP1 | 652242.0808 | 5773033.0369 | Flag_0: maintenance; Flag_1: man_flag; Flag_2: undef; Flag_3: limits; Flag_4: Spike thresh=1 toler=0.3 length=60
soil water content 0.5m CP1 41/5 | 5 | 0.5 | 41 | 5 | 2017-04-07 | 2017-11-09 | SWC 0.50m 41/5 | SWC_1_5_1 | Box41_Moist5 | % | Box41_Moist5 [%] |  | ce6f94bf2fce5 | Pedosphäre |  | Bodenfeuchte | Average | Vol% |  | _41_5 | 5 | 60 | CP1 | ICOS | ICOS-CP1 | 652242.0808 | 5773033.0369 | Flag_0: maintenance; Flag_1: man_flag; Flag_2: undef; Flag_3: limits; Flag_4: Spike thresh=1 toler=0.3 length=60
soil water content 0.7m CP1 41/6 | 6 | 0.7 | 41 | 6 | 2017-04-07 | 2017-11-09 | SWC 0.70m 41/6 | SWC_1_6_1 | Box41_Moist6 | % | Box41_Moist6 [%] |  | ce6f94bf2fce5 | Pedosphäre |  | Bodenfeuchte | Average | Vol% |  | _41_6 | 5 | 60 | CP1 | ICOS | ICOS-CP1 | 652242.0808 | 5773033.0369 | Flag_0: maintenance; Flag_1: man_flag; Flag_2: undef; Flag_3: limits; Flag_4: Spike thresh=1 toler=0.3 length=60
soil water content 0.05m CP2 42/1 | 7 | 0.05 | 42 | 1 | 2017-04-19 | 2017-11-09 | SWC 0.05m 42/1 | SWC_2_1_1 | Box42_Moist1 | % | Box42_Moist1 [%] |  | 1cc5869e4917a | Pedosphäre |  | Bodenfeuchte | Average | Vol% |  | _42_1 | 5 | 60 | CP2 | ICOS | ICOS-CP2 | 652292.3692 | 5772990.3855 | Flag_0: maintenance; Flag_1: man_flag; Flag_2: undef; Flag_3: limits; Flag_4: Spike thresh=1 toler=0.3 length=60
soil water content 0.1m CP2 42/2 | 8 | 0.1 | 42 | 2 | 2017-04-19 | 2017-11-09 | SWC 0.10m 42/2 | SWC_2_2_1 | Box42_Moist2 | % | Box42_Moist2 [%] |  | 1cc5869e4917a | Pedosphäre |  | Bodenfeuchte | Average | Vol% |  | _42_2 | 5 | 60 | CP2 | ICOS | ICOS-CP2 | 652292.3692 | 5772990.3855 | Flag_0: maintenance; Flag_1: man_flag; Flag_2: undef; Flag_3: limits; Flag_4: Spike thresh=1 toler=0.3 length=60
soil water content 0.2m CP2 42/3 | 9 | 0.2 | 42 | 3 | 2017-04-19 | 2017-11-09 | SWC 0.20m 42/3 | SWC_2_3_1 | Box42_Moist3 | % | Box42_Moist3 [%] |  | 1cc5869e4917a | Pedosphäre |  | Bodenfeuchte | Average | Vol% |  | _42_3 | 5 | 60 | CP2 | ICOS | ICOS-CP2 | 652292.3692 | 5772990.3855 | Flag_0: maintenance; Flag_1: man_flag; Flag_2: undef; Flag_3: limits; Flag_4: Spike thresh=1 toler=0.3 length=60
soil water content 0.3m CP2 42/4 | 10 | 0.3 | 42 | 4 | 2017-04-19 | 2017-11-09 | SWC 0.30m 42/4 | SWC_2_4_1 | Box42_Moist4 | % | Box42_Moist4 [%] |  | 1cc5869e4917a | Pedosphäre |  | Bodenfeuchte | Average | Vol% |  | _42_4 | 5 | 60 | CP2 | ICOS | ICOS-CP2 | 652292.3692 | 5772990.3855 | Flag_0: maintenance; Flag_1: man_flag; Flag_2: undef; Flag_3: limits; Flag_4: Spike thresh=1 toler=0.3 length=60
soil water content 0.5m CP2 42/5 | 11 | 0.5 | 42 | 5 | 2017-04-19 | 2017-11-09 | SWC 0.50m 42/5 | SWC_2_5_1 | Box42_Moist5 | % | Box42_Moist5 [%] |  | 1cc5869e4917a | Pedosphäre |  | Bodenfeuchte | Average | Vol% |  | _42_5 | 5 | 60 | CP2 | ICOS | ICOS-CP2 | 652292.3692 | 5772990.3855 | Flag_0: maintenance; Flag_1: man_flag; Flag_2: undef; Flag_3: limits; Flag_4: Spike thresh=1 toler=0.3 length=60
soil water content 0.7m CP2 42/6 | 12 | 0.7 | 42 | 6 | 2017-04-19 | 2017-11-09 | SWC 0.70m 42/6 | SWC_2_6_1 | Box42_Moist6 | % | Box42_Moist6 [%] |  | 1cc5869e4917a | Pedosphäre |  | Bodenfeuchte | Average | Vol% |  | _42_6 | 5 | 60 | CP2 | ICOS | ICOS-CP2 | 652292.3692 | 5772990.3855 | Flag_0: maintenance; Flag_1: man_flag; Flag_2: undef; Flag_3: limits; Flag_4: Spike thresh=1 toler=0.3 length=60
soil water content 0.05m CP3 43/1 | 13 | 0.05 | 43 | 1 | 2017-04-07 | 2017-11-09 | SWC 0.05m 43/1 | SWC_3_1_1 | Box43_Moist1 | % | Box43_Moist1 [%] |  | 24f6c5b49ac1b | Pedosphäre |  | Bodenfeuchte | Average | Vol% |  | _43_1 | 5 | 60 | CP3 | ICOS | ICOS-CP3 | 652232.63 | 5772975.95 | Flag_0: maintenance; Flag_1: man_flag; Flag_2: undef; Flag_3: limits; Flag_4: Spike thresh=1 toler=0.3 length=60
soil water content 0.1m CP3 43/2 | 14 | 0.1 | 43 | 2 | 2017-04-07 | 2017-11-09 | SWC 0.10m 43/2 | SWC_3_2_1 | Box43_Moist2 | % | Box43_Moist2 [%] |  | 24f6c5b49ac1b | Pedosphäre |  | Bodenfeuchte | Average | Vol% |  | _43_2 | 5 | 60 | CP3 | ICOS | ICOS-CP3 | 652232.63 | 5772975.95 | Flag_0: maintenance; Flag_1: man_flag; Flag_2: undef; Flag_3: limits; Flag_4: Spike thresh=1 toler=0.3 length=60
soil water content 0.2m CP3 43/3 | 15 | 0.2 | 43 | 3 | 2017-04-07 | 2017-11-09 | SWC 0.20m 43/3 | SWC_3_3_1 | Box43_Moist3 | % | Box43_Moist3 [%] |  | 24f6c5b49ac1b | Pedosphäre |  | Bodenfeuchte | Average | Vol% |  | _43_3 | 5 | 60 | CP3 | ICOS | ICOS-CP3 | 652232.63 | 5772975.95 | Flag_0: maintenance; Flag_1: man_flag; Flag_2: undef; Flag_3: limits; Flag_4: Spike thresh=1 toler=0.3 length=60
soil water content 0.3m CP3 43/4 | 16 | 0.3 | 43 | 4 | 2017-04-07 | 2017-11-09 | SWC 0.30m 43/4 | SWC_3_4_1 | Box43_Moist4 | % | Box43_Moist4 [%] |  | 24f6c5b49ac1b | Pedosphäre |  | Bodenfeuchte | Average | Vol% |  | _43_4 | 5 | 60 | CP3 | ICOS | ICOS-CP3 | 652232.63 | 5772975.95 | Flag_0: maintenance; Flag_1: man_flag; Flag_2: undef; Flag_3: limits; Flag_4: Spike thresh=1 toler=0.3 length=60
soil water content 0.4m CP3 43/5 | 17 | 0.4 | 43 | 5 | 2017-04-07 | 2017-11-09 | SWC 0.40m 43/5 | SWC_3_5_1 | Box43_Moist5 | % | Box43_Moist5 [%] |  | 24f6c5b49ac1b | Pedosphäre |  | Bodenfeuchte | Average | Vol% |  | _43_5 | 5 | 60 | CP3 | ICOS | ICOS-CP3 | 652232.63 | 5772975.95 | Flag_0: maintenance; Flag_1: man_flag; Flag_2: undef; Flag_3: limits; Flag_4: Spike thresh=1 toler=0.3 length=60
soil water content 0.7m CP3 43/6 | 18 | 0.7 | 43 | 6 | 2017-04-07 | 2017-11-09 | SWC 0.70m 43/6 | SWC_3_6_1 | Box43_Moist6 | % | Box43_Moist6 [%] |  | 24f6c5b49ac1b | Pedosphäre |  | Bodenfeuchte | Average | Vol% |  | _43_6 | 5 | 60 | CP3 | ICOS | ICOS-CP3 | 652232.63 | 5772975.95 | Flag_0: maintenance; Flag_1: man_flag; Flag_2: undef; Flag_3: limits; Flag_4: Spike thresh=1 toler=0.3 length=60
soil water content 0.05m CP4 44/1 | 19 | 0.05 | 44 | 1 | 2017-04-19 | 2017-11-09 | SWC 0.05m 44/1 | SWC_4_1_1 | Box44_Moist1 | % | Box44_Moist1 [%] |  | 288ef535fb55f | Pedosphäre |  | Bodenfeuchte | Average | Vol% |  | _44_1 | 5 | 60 | CP4 | ICOS | ICOS-CP4 | 652193.3144 | 5773010.7556 | Flag_0: maintenance; Flag_1: man_flag; Flag_2: undef; Flag_3: limits; Flag_4: Spike thresh=1 toler=0.3 length=60
soil water content 0.1m CP4 44/2 | 20 | 0.1 | 44 | 2 | 2017-04-19 | 2017-11-09 | SWC 0.10m 44/2 | SWC_4_2_1 | Box44_Moist2 | % | Box44_Moist2 [%] |  | 288ef535fb55f | Pedosphäre |  | Bodenfeuchte | Average | Vol% |  | _44_2 | 5 | 60 | CP4 | ICOS | ICOS-CP4 | 652193.3144 | 5773010.7556 | Flag_0: maintenance; Flag_1: man_flag; Flag_2: undef; Flag_3: limits; Flag_4: Spike thresh=1 toler=0.3 length=60
soil water content 0.2m CP4 44/3 | 21 | 0.2 | 44 | 3 | 2017-04-19 | 2017-11-09 | SWC 0.20m 44/3 | SWC_4_3_1 | Box44_Moist3 | % | Box44_Moist3 [%] |  | 288ef535fb55f | Pedosphäre |  | Bodenfeuchte | Average | Vol% |  | _44_3 | 5 | 60 | CP4 | ICOS | ICOS-CP4 | 652193.3144 | 5773010.7556 | Flag_0: maintenance; Flag_1: man_flag; Flag_2: undef; Flag_3: limits; Flag_4: Spike thresh=1 toler=0.3 length=60
soil water content 0.3m CP4 44/4 | 22 | 0.3 | 44 | 4 | 2017-04-19 | 2017-11-09 | SWC 0.30m 44/4 | SWC_4_4_1 | Box44_Moist4 | % | Box44_Moist4 [%] |  | 288ef535fb55f | Pedosphäre |  | Bodenfeuchte | Average | Vol% |  | _44_4 | 5 | 60 | CP4 | ICOS | ICOS-CP4 | 652193.3144 | 5773010.7556 | Flag_0: maintenance; Flag_1: man_flag; Flag_2: undef; Flag_3: limits; Flag_4: Spike thresh=1 toler=0.3 length=60
soil water content 0.5m CP4 44/5 | 23 | 0.5 | 44 | 5 | 2017-04-19 | 2017-11-09 | SWC 0.50m 44/5 | SWC_4_5_1 | Box44_Moist5 | % | Box44_Moist5 [%] |  | 288ef535fb55f | Pedosphäre |  | Bodenfeuchte | Average | Vol% |  | _44_5 | 5 | 60 | CP4 | ICOS | ICOS-CP4 | 652193.3144 | 5773010.7556 | Flag_0: maintenance; Flag_1: man_flag; Flag_2: undef; Flag_3: limits; Flag_4: Spike thresh=1 toler=0.3 length=60
soil water content 0.7m CP4 44/6 | 24 | 0.7 | 44 | 6 | 2017-04-19 | 2017-11-09 | SWC 0.70m 44/6 | SWC_4_6_1 | Box44_Moist6 | % | Box44_Moist6 [%] |  | 288ef535fb55f | Pedosphäre |  | Bodenfeuchte | Average | Vol% |  | _44_6 | 5 | 60 | CP4 | ICOS | ICOS-CP4 | 652193.3144 | 5773010.7556 | Flag_0: maintenance; Flag_1: man_flag; Flag_2: undef; Flag_3: limits; Flag_4: Spike thresh=1 toler=0.3 length=60
soil temperature 0.05m CP1 41/1 | 25 | 0.05 | 41 | 1 | 2017-04-07 | 2017-11-09 | TS 0.05m 41/1 | TS_1_1_1 | Box41_Temp1 | degC | Box41_Temp1 [degC] |  | ce6f94bf2fce5 | Pedosphäre |  | Bodentemperatur | Average |  |  | _41_1 | -25 | 50 | CP1 | ICOS | ICOS-CP1 | 652242.0808 | 5773033.0369 | Flag_0: maintenance; Flag_1: man_flag; Flag_2: undef; Flag_3: limits; Flag_4: Spike thresh=1 toler=0.3 length=60
soil temperature 0.15m CP1 41/2 | 26 | 0.15 | 41 | 2 | 2017-04-07 | 2017-11-09 | TS 0.15m 41/2 | TS_1_2_1 | Box41_Temp2 | degC | Box41_Temp2 [degC] |  | ce6f94bf2fce5 | Pedosphäre |  | Bodentemperatur | Average |  |  | _41_2 | -25 | 50 | CP1 | ICOS | ICOS-CP1 | 652242.0808 | 5773033.0369 | Flag_0: maintenance; Flag_1: man_flag; Flag_2: undef; Flag_3: limits; Flag_4: Spike thresh=1 toler=0.3 length=60
soil temperature 0.25m CP1 41/3 | 27 | 0.25 | 41 | 3 | 2017-04-07 | 2017-11-09 | TS 0.25m 41/3 | TS_1_3_1 | Box41_Temp3 | degC | Box41_Temp3 [degC] |  | ce6f94bf2fce5 | Pedosphäre |  | Bodentemperatur | Average |  |  | _41_3 | -25 | 50 | CP1 | ICOS | ICOS-CP1 | 652242.0808 | 5773033.0369 | Flag_0: maintenance; Flag_1: man_flag; Flag_2: undef; Flag_3: limits; Flag_4: Spike thresh=1 toler=0.3 length=60
soil temperature 0.35m CP1 41/4 | 28 | 0.35 | 41 | 4 | 2017-04-07 | 2017-11-09 | TS 0.35m 41/4 | TS_1_4_1 | Box41_Temp4 | degC | Box41_Temp4 [degC] |  | ce6f94bf2fce5 | Pedosphäre |  | Bodentemperatur | Average |  |  | _41_4 | -25 | 50 | CP1 | ICOS | ICOS-CP1 | 652242.0808 | 5773033.0369 | Flag_0: maintenance; Flag_1: man_flag; Flag_2: undef; Flag_3: limits; Flag_4: Spike thresh=1 toler=0.3 length=60
soil temperature 0.5m CP1 41/5 | 29 | 0.5 | 41 | 5 | 2017-04-07 | 2017-11-09 | TS 0.50m 41/5 | TS_1_5_1 | Box41_Temp5 | degC | Box41_Temp5 [degC] |  | ce6f94bf2fce5 | Pedosphäre |  | Bodentemperatur | Average |  |  | _41_5 | -25 | 50 | CP1 | ICOS | ICOS-CP1 | 652242.0808 | 5773033.0369 | Flag_0: maintenance; Flag_1: man_flag; Flag_2: undef; Flag_3: limits; Flag_4: Spike thresh=1 toler=0.3 length=60
soil temperature 0.7m CP1 41/6 | 30 | 0.7 | 41 | 6 | 2017-04-07 | 2017-11-09 | TS 0.70m 41/6 | TS_1_6_1 | Box41_Temp6 | degC | Box41_Temp6 [degC] |  | ce6f94bf2fce5 | Pedosphäre |  | Bodentemperatur | Average |  |  | _41_6 | -25 | 50 | CP1 | ICOS | ICOS-CP1 | 652242.0808 | 5773033.0369 | Flag_0: maintenance; Flag_1: man_flag; Flag_2: undef; Flag_3: limits; Flag_4: Spike thresh=1 toler=0.3 length=60
soil temperature 0.05m CP2 42/1 | 31 | 0.05 | 42 | 1 | 2017-04-19 | 2017-11-09 | TS 0.05m 42/1 | TS_2_1_1 | Box42_Temp1 | degC | Box42_Temp1 [degC] |  | 1cc5869e4917a | Pedosphäre |  | Bodentemperatur | Average |  |  | _42_1 | -25 | 50 | CP2 | ICOS | ICOS-CP2 | 652292.3692 | 5772990.3855 | Flag_0: maintenance; Flag_1: man_flag; Flag_2: undef; Flag_3: limits; Flag_4: Spike thresh=1 toler=0.3 length=60
soil temperature 0.1m CP2 42/2 | 32 | 0.1 | 42 | 2 | 2017-04-19 | 2017-11-09 | TS 0.10m 42/2 | TS_2_2_1 | Box42_Temp2 | degC | Box42_Temp2 [degC] |  | 1cc5869e4917a | Pedosphäre |  | Bodentemperatur | Average |  |  | _42_2 | -25 | 50 | CP2 | ICOS | ICOS-CP2 | 652292.3692 | 5772990.3855 | Flag_0: maintenance; Flag_1: man_flag; Flag_2: undef; Flag_3: limits; Flag_4: Spike thresh=1 toler=0.3 length=60
soil temperature 0.2m CP2 42/3 | 33 | 0.2 | 42 | 3 | 2017-04-19 | 2017-11-09 | TS 0.20m 42/3 | TS_2_3_1 | Box42_Temp3 | degC | Box42_Temp3 [degC] |  | 1cc5869e4917a | Pedosphäre |  | Bodentemperatur | Average |  |  | _42_3 | -25 | 50 | CP2 | ICOS | ICOS-CP2 | 652292.3692 | 5772990.3855 | Flag_0: maintenance; Flag_1: man_flag; Flag_2: undef; Flag_3: limits; Flag_4: Spike thresh=1 toler=0.3 length=60
soil temperature 0.3m CP2 42/4 | 34 | 0.3 | 42 | 4 | 2017-04-19 | 2017-11-09 | TS 0.30m 42/4 | TS_2_4_1 | Box42_Temp4 | degC | Box42_Temp4 [degC] |  | 1cc5869e4917a | Pedosphäre |  | Bodentemperatur | Average |  |  | _42_4 | -25 | 50 | CP2 | ICOS | ICOS-CP2 | 652292.3692 | 5772990.3855 | Flag_0: maintenance; Flag_1: man_flag; Flag_2: undef; Flag_3: limits; Flag_4: Spike thresh=1 toler=0.3 length=60
soil temperature 0.5m CP2 42/5 | 35 | 0.5 | 42 | 5 | 2017-04-19 | 2017-11-09 | TS 0.50m 42/5 | TS_2_5_1 | Box42_Temp5 | degC | Box42_Temp5 [degC] |  | 1cc5869e4917a | Pedosphäre |  | Bodentemperatur | Average |  |  | _42_5 | -25 | 50 | CP2 | ICOS | ICOS-CP2 | 652292.3692 | 5772990.3855 | Flag_0: maintenance; Flag_1: man_flag; Flag_2: undef; Flag_3: limits; Flag_4: Spike thresh=1 toler=0.3 length=60
soil temperature 0.7m CP2 42/6 | 36 | 0.7 | 42 | 6 | 2017-04-19 | 2017-11-09 | TS 0.70m 42/6 | TS_2_6_1 | Box42_Temp6 | degC | Box42_Temp6 [degC] |  | 1cc5869e4917a | Pedosphäre |  | Bodentemperatur | Average |  |  | _42_6 | -25 | 50 | CP2 | ICOS | ICOS-CP2 | 652292.3692 | 5772990.3855 | Flag_0: maintenance; Flag_1: man_flag; Flag_2: undef; Flag_3: limits; Flag_4: Spike thresh=1 toler=0.3 length=60
soil temperature 0.05m CP3 43/1 | 37 | 0.05 | 43 | 1 | 2017-04-07 | 2017-11-09 | TS 0.05m 43/1 | TS_3_1_1 | Box43_Temp1 | degC | Box43_Temp1 [degC] |  | 24f6c5b49ac1b | Pedosphäre |  | Bodentemperatur | Average |  |  | _43_1 | -25 | 50 | CP3 | ICOS | ICOS-CP3 | 652232.63 | 5772975.95 | Flag_0: maintenance; Flag_1: man_flag; Flag_2: undef; Flag_3: limits; Flag_4: Spike thresh=1 toler=0.3 length=60
soil temperature 0.1m CP3 43/2 | 38 | 0.1 | 43 | 2 | 2017-04-07 | 2017-11-09 | TS 0.10m 43/2 | TS_3_2_1 | Box43_Temp2 | degC | Box43_Temp2 [degC] |  | 24f6c5b49ac1b | Pedosphäre |  | Bodentemperatur | Average |  |  | _43_2 | -25 | 50 | CP3 | ICOS | ICOS-CP3 | 652232.63 | 5772975.95 | Flag_0: maintenance; Flag_1: man_flag; Flag_2: undef; Flag_3: limits; Flag_4: Spike thresh=1 toler=0.3 length=60
soil temperature 0.2m CP3 43/3 | 39 | 0.2 | 43 | 3 | 2017-04-07 | 2017-11-09 | TS 0.20m 43/3 | TS_3_3_1 | Box43_Temp3 | degC | Box43_Temp3 [degC] |  | 24f6c5b49ac1b | Pedosphäre |  | Bodentemperatur | Average |  |  | _43_3 | -25 | 50 | CP3 | ICOS | ICOS-CP3 | 652232.63 | 5772975.95 | Flag_0: maintenance; Flag_1: man_flag; Flag_2: undef; Flag_3: limits; Flag_4: Spike thresh=1 toler=0.3 length=60
soil temperature 0.3m CP3 43/4 | 40 | 0.3 | 43 | 4 | 2017-04-07 | 2017-11-09 | TS 0.30m 43/4 | TS_3_4_1 | Box43_Temp4 | degC | Box43_Temp4 [degC] |  | 24f6c5b49ac1b | Pedosphäre |  | Bodentemperatur | Average |  |  | _43_4 | -25 | 50 | CP3 | ICOS | ICOS-CP3 | 652232.63 | 5772975.95 | Flag_0: maintenance; Flag_1: man_flag; Flag_2: undef; Flag_3: limits; Flag_4: Spike thresh=1 toler=0.3 length=60
soil temperature 0.4m CP3 43/5 | 41 | 0.4 | 43 | 5 | 2017-04-07 | 2017-11-09 | TS 0.40m 43/5 | TS_3_5_1 | Box43_Temp5 | degC | Box43_Temp5 [degC] |  | 24f6c5b49ac1b | Pedosphäre |  | Bodentemperatur | Average |  |  | _43_5 | -25 | 50 | CP3 | ICOS | ICOS-CP3 | 652232.63 | 5772975.95 | Flag_0: maintenance; Flag_1: man_flag; Flag_2: undef; Flag_3: limits; Flag_4: Spike thresh=1 toler=0.3 length=60
soil temperature 0.7m CP3 43/6 | 42 | 0.7 | 43 | 6 | 2017-04-07 | 2017-11-09 | TS 0.70m 43/6 | TS_3_6_1 | Box43_Temp6 | degC | Box43_Temp6 [degC] |  | 24f6c5b49ac1b | Pedosphäre |  | Bodentemperatur | Average |  |  | _43_6 | -25 | 50 | CP3 | ICOS | ICOS-CP3 | 652232.63 | 5772975.95 | Flag_0: maintenance; Flag_1: man_flag; Flag_2: undef; Flag_3: limits; Flag_4: Spike thresh=1 toler=0.3 length=60
soil temperature 0.05m CP4 CP4 44/1 | 43 | 0.05 | 44 | 1 | 2017-04-19 | 2017-11-09 | TS 0.05m 44/1 | TS_4_1_1 | Box44_Temp1 | degC | Box44_Temp1 [degC] |  | 288ef535fb55f | Pedosphäre |  | Bodentemperatur | Average |  |  | _44_1 | -25 | 50 | CP4 | ICOS | ICOS-CP4 | 652193.3144 | 5773010.7556 | Flag_0: maintenance; Flag_1: man_flag; Flag_2: undef; Flag_3: limits; Flag_4: Spike thresh=1 toler=0.3 length=60
soil temperature 0.1m CP4 44/2 | 44 | 0.1 | 44 | 2 | 2017-04-19 | 2017-11-09 | TS 0.10m 44/2 | TS_4_2_1 | Box44_Temp2 | degC | Box44_Temp2 [degC] |  | 288ef535fb55f | Pedosphäre |  | Bodentemperatur | Average |  |  | _44_2 | -25 | 50 | CP4 | ICOS | ICOS-CP4 | 652193.3144 | 5773010.7556 | Flag_0: maintenance; Flag_1: man_flag; Flag_2: undef; Flag_3: limits; Flag_4: Spike thresh=1 toler=0.3 length=60
soil temperature 0.2m CP4 44/3 | 45 | 0.2 | 44 | 3 | 2017-04-19 | 2017-11-09 | TS 0.20m 44/3 | TS_4_3_1 | Box44_Temp3 | degC | Box44_Temp3 [degC] |  | 288ef535fb55f | Pedosphäre |  | Bodentemperatur | Average |  |  | _44_3 | -25 | 50 | CP4 | ICOS | ICOS-CP4 | 652193.3144 | 5773010.7556 | Flag_0: maintenance; Flag_1: man_flag; Flag_2: undef; Flag_3: limits; Flag_4: Spike thresh=1 toler=0.3 length=60
soil temperature 0.3m CP4 44/4 | 46 | 0.3 | 44 | 4 | 2017-04-19 | 2017-11-09 | TS 0.30m 44/4 | TS_4_4_1 | Box44_Temp4 | degC | Box44_Temp4 [degC] |  | 288ef535fb55f | Pedosphäre |  | Bodentemperatur | Average |  |  | _44_4 | -25 | 50 | CP4 | ICOS | ICOS-CP4 | 652193.3144 | 5773010.7556 | Flag_0: maintenance; Flag_1: man_flag; Flag_2: undef; Flag_3: limits; Flag_4: Spike thresh=1 toler=0.3 length=60
soil temperature 0.5m CP4 44/5 | 47 | 0.5 | 44 | 5 | 2017-04-19 | 2017-11-09 | TS 0.50m 44/5 | TS_4_5_1 | Box44_Temp5 | degC | Box44_Temp5 [degC] |  | 288ef535fb55f | Pedosphäre |  | Bodentemperatur | Average |  |  | _44_5 | -25 | 50 | CP4 | ICOS | ICOS-CP4 | 652193.3144 | 5773010.7556 | Flag_0: maintenance; Flag_1: man_flag; Flag_2: undef; Flag_3: limits; Flag_4: Spike thresh=1 toler=0.3 length=60
soil temperature 0.7m CP4 44/6 | 48 | 0.7 | 44 | 6 | 2017-04-19 | 2017-11-09 | TS 0.70m 44/6 | TS_4_6_1 | Box44_Temp6 | degC | Box44_Temp6 [degC] |  | 288ef535fb55f | Pedosphäre |  | Bodentemperatur | Average |  |  | _44_6 | -25 | 50 | CP4 | ICOS | ICOS-CP4 | 652193.3144 | 5773010.7556 | Flag_0: maintenance; Flag_1: man_flag; Flag_2: undef; Flag_3: limits; Flag_4: Spike thresh=1 toler=0.3 length=60
soil heat flux 07 CP1-0.05m | 49 | 0.05 | 41 |  | 2017-04-07 | 2017-11-09 | SHF07_CP1 | G_1_1_1 | Box41_SHF07 | W/m**2 | Box41_SHF07 [W/m**2] |  | ce6f94bf2fce5 | Pedosphäre |  | Energiestrom | Average |  | 7 | _cp1 | -200 | 200 | CP1 | ICOS | ICOS-CP1 | 652242.0808 | 5773033.0369 | Flag_0: maintenance; Flag_1: man_flag; Flag_2: undef; Flag_3: limits
soil heat flux 08 CP2-0.05m | 50 | 0.05 | 42 |  | 2017-04-07 | 2017-11-09 | SHF08_CP2 | G_2_1_1 | Box42_SHF08 | W/m**2 | Box42_SHF08 [W/m**2] |  | 1cc5869e4917a | Pedosphäre |  | Energiestrom | Average |  | 8 | _cp2 | -200 | 200 | CP2 | ICOS | ICOS-CP2 | 652292.3692 | 5772990.3855 | Flag_0: maintenance; Flag_1: man_flag; Flag_2: undef; Flag_3: limits
soil heat flux 09 CP3-0.05m | 51 | 0.05 | 43 |  | 2017-04-07 | 2017-11-09 | SHF09_CP3 | G_3_1_1 | Box43_SHF08 | W/m**2 | Box43_SHF08 [W/m**2] |  | 24f6c5b49ac1b | Pedosphäre |  | Energiestrom | Average |  | 9 | _cp3 | -200 | 200 | CP3 | ICOS | ICOS-CP3 | 652232.63 | 5772975.95 | Flag_0: maintenance; Flag_1: man_flag; Flag_2: undef; Flag_3: limits
soil heat flux 10 CP4-0.05m | 52 | 0.05 | 44 |  | 2017-04-07 | 2017-11-09 | SHF10_CP4 | G_4_1_1 | Box44_SHF08 | W/m**2 | Box44_SHF08 [W/m**2] |  | 288ef535fb55f | Pedosphäre |  | Energiestrom | Average |  | 10 | _cp4 | -200 | 200 | CP4 | ICOS | ICOS-CP4 | 652193.3144 | 5773010.7556 | Flag_0: maintenance; Flag_1: man_flag; Flag_2: undef; Flag_3: limits
soil water content 0.05m CP1 41/1 | 53 | 0.05 | 41 | 1 | 2017-11-09 09:09 |  | SWC 0.05m 41/1 | SWC_11_1_1 | Box41_Moist1 | % | Box41_Moist1 [%] |  | ce6f94bf2fce5 | Pedosphäre |  | Bodenfeuchte | Average | Vol% |  | _41_1 | 5 | 60 | CP1 | ICOS | ICOS-CP1 | 652242.0808 | 5773033.0369 | Flag_0: maintenance; Flag_1: man_flag; Flag_2: undef; Flag_3: limits; Flag_4: Spike thresh=1 toler=0.3 length=60
soil water content 0.15m CP1 41/2 | 54 | 0.15 | 41 | 2 | 2017-11-09 09:09 |  | SWC 0.15m 41/2 | SWC_11_2_1 | Box41_Moist2 | % | Box41_Moist2 [%] |  | ce6f94bf2fce5 | Pedosphäre |  | Bodenfeuchte | Average | Vol% |  | _41_2 | 5 | 60 | CP1 | ICOS | ICOS-CP1 | 652242.0808 | 5773033.0369 | Flag_0: maintenance; Flag_1: man_flag; Flag_2: undef; Flag_3: limits; Flag_4: Spike thresh=1 toler=0.3 length=60
soil water content 0.25m CP1 41/3 | 55 | 0.25 | 41 | 3 | 2017-11-09 09:09 |  | SWC 0.25m 41/3 | SWC_11_3_1 | Box41_Moist3 | % | Box41_Moist3 [%] |  | ce6f94bf2fce5 | Pedosphäre |  | Bodenfeuchte | Average | Vol% |  | _41_3 | 5 | 60 | CP1 | ICOS | ICOS-CP1 | 652242.0808 | 5773033.0369 | Flag_0: maintenance; Flag_1: man_flag; Flag_2: undef; Flag_3: limits; Flag_4: Spike thresh=1 toler=0.3 length=60
soil water content 0.35m CP1 41/4 | 56 | 0.35 | 41 | 4 | 2017-11-09 09:09 |  | SWC 0.35m 41/4 | SWC_11_4_1 | Box41_Moist4 | % | Box41_Moist4 [%] |  | ce6f94bf2fce5 | Pedosphäre |  | Bodenfeuchte | Average | Vol% |  | _41_4 | 5 | 60 | CP1 | ICOS | ICOS-CP1 | 652242.0808 | 5773033.0369 | Flag_0: maintenance; Flag_1: man_flag; Flag_2: undef; Flag_3: limits; Flag_4: Spike thresh=1 toler=0.3 length=60
soil water content 0.5m CP1 41/5 | 57 | 0.5 | 41 | 5 | 2017-11-09 09:09 |  | SWC 0.50m 41/5 | SWC_11_5_1 | Box41_Moist5 | % | Box41_Moist5 [%] |  | ce6f94bf2fce5 | Pedosphäre |  | Bodenfeuchte | Average | Vol% |  | _41_5 | 5 | 60 | CP1 | ICOS | ICOS-CP1 | 652242.0808 | 5773033.0369 | Flag_0: maintenance; Flag_1: man_flag; Flag_2: undef; Flag_3: limits; Flag_4: Spike thresh=1 toler=0.3 length=60
soil water content 0.7m CP1 41/6 | 58 | 0.7 | 41 | 6 | 2017-11-09 09:09 |  | SWC 0.70m 41/6 | SWC_11_6_1 | Box41_Moist6 | % | Box41_Moist6 [%] |  | ce6f94bf2fce5 | Pedosphäre |  | Bodenfeuchte | Average | Vol% |  | _41_6 | 5 | 60 | CP1 | ICOS | ICOS-CP1 | 652242.0808 | 5773033.0369 | Flag_0: maintenance; Flag_1: man_flag; Flag_2: undef; Flag_3: limits; Flag_4: Spike thresh=1 toler=0.3 length=60
soil water content 0.05m CP2 42/1 | 59 | 0.05 | 42 | 1 | 2017-11-09 09:07 |  | SWC 0.05m 42/1 | SWC_12_1_1 | Box42_Moist1 | % | Box42_Moist1 [%] |  | 1cc5869e4917a | Pedosphäre |  | Bodenfeuchte | Average | Vol% |  | _42_1 | 5 | 60 | CP2 | ICOS | ICOS-CP2 | 652292.3692 | 5772990.3855 | Flag_0: maintenance; Flag_1: man_flag; Flag_2: undef; Flag_3: limits; Flag_4: Spike thresh=1 toler=0.3 length=60
soil water content 0.1m CP2 42/2 | 60 | 0.1 | 42 | 2 | 2017-11-09 09:07 |  | SWC 0.10m 42/2 | SWC_12_2_1 | Box42_Moist2 | % | Box42_Moist2 [%] |  | 1cc5869e4917a | Pedosphäre |  | Bodenfeuchte | Average | Vol% |  | _42_2 | 5 | 60 | CP2 | ICOS | ICOS-CP2 | 652292.3692 | 5772990.3855 | Flag_0: maintenance; Flag_1: man_flag; Flag_2: undef; Flag_3: limits; Flag_4: Spike thresh=1 toler=0.3 length=60
soil water content 0.2m CP2 42/3 | 61 | 0.2 | 42 | 3 | 2017-11-09 09:07 |  | SWC 0.20m 42/3 | SWC_12_3_1 | Box42_Moist3 | % | Box42_Moist3 [%] |  | 1cc5869e4917a | Pedosphäre |  | Bodenfeuchte | Average | Vol% |  | _42_3 | 5 | 60 | CP2 | ICOS | ICOS-CP2 | 652292.3692 | 5772990.3855 | Flag_0: maintenance; Flag_1: man_flag; Flag_2: undef; Flag_3: limits; Flag_4: Spike thresh=1 toler=0.3 length=60
soil water content 0.3m CP2 42/4 | 62 | 0.3 | 42 | 4 | 2017-11-09 09:07 |  | SWC 0.30m 42/4 | SWC_12_4_1 | Box42_Moist4 | % | Box42_Moist4 [%] |  | 1cc5869e4917a | Pedosphäre |  | Bodenfeuchte | Average | Vol% |  | _42_4 | 5 | 60 | CP2 | ICOS | ICOS-CP2 | 652292.3692 | 5772990.3855 | Flag_0: maintenance; Flag_1: man_flag; Flag_2: undef; Flag_3: limits; Flag_4: Spike thresh=1 toler=0.3 length=60
soil water content 0.5m CP2 42/5 | 63 | 0.5 | 42 | 5 | 2017-11-09 09:07 |  | SWC 0.50m 42/5 | SWC_12_5_1 | Box42_Moist5 | % | Box42_Moist5 [%] |  | 1cc5869e4917a | Pedosphäre |  | Bodenfeuchte | Average | Vol% |  | _42_5 | 5 | 60 | CP2 | ICOS | ICOS-CP2 | 652292.3692 | 5772990.3855 | Flag_0: maintenance; Flag_1: man_flag; Flag_2: undef; Flag_3: limits; Flag_4: Spike thresh=1 toler=0.3 length=60
soil water content 0.7m CP2 42/6 | 64 | 0.7 | 42 | 6 | 2017-11-09 09:07 |  | SWC 0.70m 42/6 | SWC_12_6_1 | Box42_Moist6 | % | Box42_Moist6 [%] |  | 1cc5869e4917a | Pedosphäre |  | Bodenfeuchte | Average | Vol% |  | _42_6 | 5 | 60 | CP2 | ICOS | ICOS-CP2 | 652292.3692 | 5772990.3855 | Flag_0: maintenance; Flag_1: man_flag; Flag_2: undef; Flag_3: limits; Flag_4: Spike thresh=1 toler=0.3 length=60
soil water content 0.05m CP3 43/1 | 65 | 0.05 | 43 | 1 | 2017-12-13 11:39 |  | SWC 0.05m 43/1 | SWC_13_1_1 | Box43_Moist1 | % | Box43_Moist1 [%] |  | 24f6c5b49ac1b | Pedosphäre |  | Bodenfeuchte | Average | Vol% |  | _43_1 | 5 | 60 | CP3 | ICOS | ICOS-CP3 | 652232.63 | 5772975.95 | Flag_0: maintenance; Flag_1: man_flag; Flag_2: undef; Flag_3: limits; Flag_4: Spike thresh=1 toler=0.3 length=60
soil water content 0.1m CP3 43/2 | 66 | 0.1 | 43 | 2 | 2017-12-13 11:39 |  | SWC 0.10m 43/2 | SWC_13_2_1 | Box43_Moist2 | % | Box43_Moist2 [%] |  | 24f6c5b49ac1b | Pedosphäre |  | Bodenfeuchte | Average | Vol% |  | _43_2 | 5 | 60 | CP3 | ICOS | ICOS-CP3 | 652232.63 | 5772975.95 | Flag_0: maintenance; Flag_1: man_flag; Flag_2: undef; Flag_3: limits; Flag_4: Spike thresh=1 toler=0.3 length=60
soil water content 0.2m CP3 43/3 | 67 | 0.2 | 43 | 3 | 2017-12-13 11:39 |  | SWC 0.20m 43/3 | SWC_13_3_1 | Box43_Moist3 | % | Box43_Moist3 [%] |  | 24f6c5b49ac1b | Pedosphäre |  | Bodenfeuchte | Average | Vol% |  | _43_3 | 5 | 60 | CP3 | ICOS | ICOS-CP3 | 652232.63 | 5772975.95 | Flag_0: maintenance; Flag_1: man_flag; Flag_2: undef; Flag_3: limits; Flag_4: Spike thresh=1 toler=0.3 length=60
soil water content 0.3m CP3 43/4 | 68 | 0.3 | 43 | 4 | 2017-12-13 11:39 |  | SWC 0.30m 43/4 | SWC_13_4_1 | Box43_Moist4 | % | Box43_Moist4 [%] |  | 24f6c5b49ac1b | Pedosphäre |  | Bodenfeuchte | Average | Vol% |  | _43_4 | 5 | 60 | CP3 | ICOS | ICOS-CP3 | 652232.63 | 5772975.95 | Flag_0: maintenance; Flag_1: man_flag; Flag_2: undef; Flag_3: limits; Flag_4: Spike thresh=1 toler=0.3 length=60
soil water content 0.4m CP3 43/5 | 69 | 0.4 | 43 | 5 | 2017-12-13 11:39 |  | SWC 0.40m 43/5 | SWC_13_5_1 | Box43_Moist5 | % | Box43_Moist5 [%] |  | 24f6c5b49ac1b | Pedosphäre |  | Bodenfeuchte | Average | Vol% |  | _43_5 | 5 | 60 | CP3 | ICOS | ICOS-CP3 | 652232.63 | 5772975.95 | Flag_0: maintenance; Flag_1: man_flag; Flag_2: undef; Flag_3: limits; Flag_4: Spike thresh=1 toler=0.3 length=60
soil water content 0.7m CP3 43/6 | 70 | 0.7 | 43 | 6 | 2017-12-13 11:39 |  | SWC 0.70m 43/6 | SWC_13_6_1 | Box43_Moist6 | % | Box43_Moist6 [%] |  | 24f6c5b49ac1b | Pedosphäre |  | Bodenfeuchte | Average | Vol% |  | _43_6 | 5 | 60 | CP3 | ICOS | ICOS-CP3 | 652232.63 | 5772975.95 | Flag_0: maintenance; Flag_1: man_flag; Flag_2: undef; Flag_3: limits; Flag_4: Spike thresh=1 toler=0.3 length=60
soil water content 0.05m CP4 44/1 | 71 | 0.05 | 44 | 1 | 2017-11-04 03:19 |  | SWC 0.05m 44/1 | SWC_14_1_1 | Box44_Moist1 | % | Box44_Moist1 [%] |  | 288ef535fb55f | Pedosphäre |  | Bodenfeuchte | Average | Vol% |  | _44_1 | 5 | 60 | CP4 | ICOS | ICOS-CP4 | 652193.3144 | 5773010.7556 | Flag_0: maintenance; Flag_1: man_flag; Flag_2: undef; Flag_3: limits; Flag_4: Spike thresh=1 toler=0.3 length=60
soil water content 0.1m CP4 44/2 | 72 | 0.1 | 44 | 2 | 2017-11-04 03:19 |  | SWC 0.10m 44/2 | SWC_14_2_1 | Box44_Moist2 | % | Box44_Moist2 [%] |  | 288ef535fb55f | Pedosphäre |  | Bodenfeuchte | Average | Vol% |  | _44_2 | 5 | 60 | CP4 | ICOS | ICOS-CP4 | 652193.3144 | 5773010.7556 | Flag_0: maintenance; Flag_1: man_flag; Flag_2: undef; Flag_3: limits; Flag_4: Spike thresh=1 toler=0.3 length=60
soil water content 0.2m CP4 44/3 | 73 | 0.2 | 44 | 3 | 2017-11-04 03:19 |  | SWC 0.20m 44/3 | SWC_14_3_1 | Box44_Moist3 | % | Box44_Moist3 [%] |  | 288ef535fb55f | Pedosphäre |  | Bodenfeuchte | Average | Vol% |  | _44_3 | 5 | 60 | CP4 | ICOS | ICOS-CP4 | 652193.3144 | 5773010.7556 | Flag_0: maintenance; Flag_1: man_flag; Flag_2: undef; Flag_3: limits; Flag_4: Spike thresh=1 toler=0.3 length=60
soil water content 0.3m CP4 44/4 | 74 | 0.3 | 44 | 4 | 2017-11-04 03:19 |  | SWC 0.30m 44/4 | SWC_14_4_1 | Box44_Moist4 | % | Box44_Moist4 [%] |  | 288ef535fb55f | Pedosphäre |  | Bodenfeuchte | Average | Vol% |  | _44_4 | 5 | 60 | CP4 | ICOS | ICOS-CP4 | 652193.3144 | 5773010.7556 | Flag_0: maintenance; Flag_1: man_flag; Flag_2: undef; Flag_3: limits; Flag_4: Spike thresh=1 toler=0.3 length=60
soil water content 0.5m CP4 44/5 | 75 | 0.5 | 44 | 5 | 2017-11-04 03:19 |  | SWC 0.50m 44/5 | SWC_14_5_1 | Box44_Moist5 | % | Box44_Moist5 [%] |  | 288ef535fb55f | Pedosphäre |  | Bodenfeuchte | Average | Vol% |  | _44_5 | 5 | 60 | CP4 | ICOS | ICOS-CP4 | 652193.3144 | 5773010.7556 | Flag_0: maintenance; Flag_1: man_flag; Flag_2: undef; Flag_3: limits; Flag_4: Spike thresh=1 toler=0.3 length=60
soil water content 0.7m CP4 44/6 | 76 | 0.7 | 44 | 6 | 2017-11-04 03:19 |  | SWC 0.70m 44/6 | SWC_14_6_1 | Box44_Moist6 | % | Box44_Moist6 [%] |  | 288ef535fb55f | Pedosphäre |  | Bodenfeuchte | Average | Vol% |  | _44_6 | 5 | 60 | CP4 | ICOS | ICOS-CP4 | 652193.3144 | 5773010.7556 | Flag_0: maintenance; Flag_1: man_flag; Flag_2: undef; Flag_3: limits; Flag_4: Spike thresh=1 toler=0.3 length=60
soil temperature 0.05m CP1 41/1 | 77 | 0.05 | 41 | 1 | 2017-11-09 09:09 |  | TS 0.05m 41/1 | TS_11_1_1 | Box41_Temp1 | degC | Box41_Temp1 [degC] |  | ce6f94bf2fce5 | Pedosphäre |  | Bodentemperatur | Average |  |  | _41_1 | -25 | 50 | CP1 | ICOS | ICOS-CP1 | 652242.0808 | 5773033.0369 | Flag_0: maintenance; Flag_1: man_flag; Flag_2: undef; Flag_3: limits; Flag_4: Spike thresh=1 toler=0.3 length=60
soil temperature 0.15m CP1 41/2 | 78 | 0.15 | 41 | 2 | 2017-11-09 09:09 |  | TS 0.15m 41/2 | TS_11_2_1 | Box41_Temp2 | degC | Box41_Temp2 [degC] |  | ce6f94bf2fce5 | Pedosphäre |  | Bodentemperatur | Average |  |  | _41_2 | -25 | 50 | CP1 | ICOS | ICOS-CP1 | 652242.0808 | 5773033.0369 | Flag_0: maintenance; Flag_1: man_flag; Flag_2: undef; Flag_3: limits; Flag_4: Spike thresh=1 toler=0.3 length=60
soil temperature 0.25m CP1 41/3 | 79 | 0.25 | 41 | 3 | 2017-11-09 09:09 |  | TS 0.25m 41/3 | TS_11_3_1 | Box41_Temp3 | degC | Box41_Temp3 [degC] |  | ce6f94bf2fce5 | Pedosphäre |  | Bodentemperatur | Average |  |  | _41_3 | -25 | 50 | CP1 | ICOS | ICOS-CP1 | 652242.0808 | 5773033.0369 | Flag_0: maintenance; Flag_1: man_flag; Flag_2: undef; Flag_3: limits; Flag_4: Spike thresh=1 toler=0.3 length=60
soil temperature 0.35m CP1 41/4 | 80 | 0.35 | 41 | 4 | 2017-11-09 09:09 |  | TS 0.35m 41/4 | TS_11_4_1 | Box41_Temp4 | degC | Box41_Temp4 [degC] |  | ce6f94bf2fce5 | Pedosphäre |  | Bodentemperatur | Average |  |  | _41_4 | -25 | 50 | CP1 | ICOS | ICOS-CP1 | 652242.0808 | 5773033.0369 | Flag_0: maintenance; Flag_1: man_flag; Flag_2: undef; Flag_3: limits; Flag_4: Spike thresh=1 toler=0.3 length=60
soil temperature 0.5m CP1 41/5 | 81 | 0.5 | 41 | 5 | 2017-11-09 09:09 |  | TS 0.50m 41/5 | TS_11_5_1 | Box41_Temp5 | degC | Box41_Temp5 [degC] |  | ce6f94bf2fce5 | Pedosphäre |  | Bodentemperatur | Average |  |  | _41_5 | -25 | 50 | CP1 | ICOS | ICOS-CP1 | 652242.0808 | 5773033.0369 | Flag_0: maintenance; Flag_1: man_flag; Flag_2: undef; Flag_3: limits; Flag_4: Spike thresh=1 toler=0.3 length=60
soil temperature 0.7m CP1 41/6 | 82 | 0.7 | 41 | 6 | 2017-11-09 09:09 |  | TS 0.70m 41/6 | TS_11_6_1 | Box41_Temp6 | degC | Box41_Temp6 [degC] |  | ce6f94bf2fce5 | Pedosphäre |  | Bodentemperatur | Average |  |  | _41_6 | -25 | 50 | CP1 | ICOS | ICOS-CP1 | 652242.0808 | 5773033.0369 | Flag_0: maintenance; Flag_1: man_flag; Flag_2: undef; Flag_3: limits; Flag_4: Spike thresh=1 toler=0.3 length=60
soil temperature 0.05m CP2 42/1 | 83 | 0.05 | 42 | 1 | 2017-11-09 09:07 |  | TS 0.05m 42/1 | TS_12_1_1 | Box42_Temp1 | degC | Box42_Temp1 [degC] |  | 1cc5869e4917a | Pedosphäre |  | Bodentemperatur | Average |  |  | _42_1 | -25 | 50 | CP2 | ICOS | ICOS-CP2 | 652292.3692 | 5772990.3855 | Flag_0: maintenance; Flag_1: man_flag; Flag_2: undef; Flag_3: limits; Flag_4: Spike thresh=1 toler=0.3 length=60
soil temperature 0.1m CP2 42/2 | 84 | 0.1 | 42 | 2 | 2017-11-09 09:07 |  | TS 0.10m 42/2 | TS_12_2_1 | Box42_Temp2 | degC | Box42_Temp2 [degC] |  | 1cc5869e4917a | Pedosphäre |  | Bodentemperatur | Average |  |  | _42_2 | -25 | 50 | CP2 | ICOS | ICOS-CP2 | 652292.3692 | 5772990.3855 | Flag_0: maintenance; Flag_1: man_flag; Flag_2: undef; Flag_3: limits; Flag_4: Spike thresh=1 toler=0.3 length=60
soil temperature 0.2m CP2 42/3 | 85 | 0.2 | 42 | 3 | 2017-11-09 09:07 |  | TS 0.20m 42/3 | TS_12_3_1 | Box42_Temp3 | degC | Box42_Temp3 [degC] |  | 1cc5869e4917a | Pedosphäre |  | Bodentemperatur | Average |  |  | _42_3 | -25 | 50 | CP2 | ICOS | ICOS-CP2 | 652292.3692 | 5772990.3855 | Flag_0: maintenance; Flag_1: man_flag; Flag_2: undef; Flag_3: limits; Flag_4: Spike thresh=1 toler=0.3 length=60
soil temperature 0.3m CP2 42/4 | 86 | 0.3 | 42 | 4 | 2017-11-09 09:07 |  | TS 0.30m 42/4 | TS_12_4_1 | Box42_Temp4 | degC | Box42_Temp4 [degC] |  | 1cc5869e4917a | Pedosphäre |  | Bodentemperatur | Average |  |  | _42_4 | -25 | 50 | CP2 | ICOS | ICOS-CP2 | 652292.3692 | 5772990.3855 | Flag_0: maintenance; Flag_1: man_flag; Flag_2: undef; Flag_3: limits; Flag_4: Spike thresh=1 toler=0.3 length=60
soil temperature 0.5m CP2 42/5 | 87 | 0.5 | 42 | 5 | 2017-11-09 09:07 |  | TS 0.50m 42/5 | TS_12_5_1 | Box42_Temp5 | degC | Box42_Temp5 [degC] |  | 1cc5869e4917a | Pedosphäre |  | Bodentemperatur | Average |  |  | _42_5 | -25 | 50 | CP2 | ICOS | ICOS-CP2 | 652292.3692 | 5772990.3855 | Flag_0: maintenance; Flag_1: man_flag; Flag_2: undef; Flag_3: limits; Flag_4: Spike thresh=1 toler=0.3 length=60
soil temperature 0.7m CP2 42/6 | 88 | 0.7 | 42 | 6 | 2017-11-09 09:07 |  | TS 0.70m 42/6 | TS_12_6_1 | Box42_Temp6 | degC | Box42_Temp6 [degC] |  | 1cc5869e4917a | Pedosphäre |  | Bodentemperatur | Average |  |  | _42_6 | -25 | 50 | CP2 | ICOS | ICOS-CP2 | 652292.3692 | 5772990.3855 | Flag_0: maintenance; Flag_1: man_flag; Flag_2: undef; Flag_3: limits; Flag_4: Spike thresh=1 toler=0.3 length=60
soil temperature 0.05m CP3 43/1 | 89 | 0.05 | 43 | 1 | 2017-12-13 11:39 |  | TS 0.05m 43/1 | TS_13_1_1 | Box43_Temp1 | degC | Box43_Temp1 [degC] |  | 24f6c5b49ac1b | Pedosphäre |  | Bodentemperatur | Average |  |  | _43_1 | -25 | 50 | CP3 | ICOS | ICOS-CP3 | 652232.63 | 5772975.95 | Flag_0: maintenance; Flag_1: man_flag; Flag_2: undef; Flag_3: limits; Flag_4: Spike thresh=1 toler=0.3 length=60
soil temperature 0.1m CP3 43/2 | 90 | 0.1 | 43 | 2 | 2017-12-13 11:39 |  | TS 0.10m 43/2 | TS_13_2_1 | Box43_Temp2 | degC | Box43_Temp2 [degC] |  | 24f6c5b49ac1b | Pedosphäre |  | Bodentemperatur | Average |  |  | _43_2 | -25 | 50 | CP3 | ICOS | ICOS-CP3 | 652232.63 | 5772975.95 | Flag_0: maintenance; Flag_1: man_flag; Flag_2: undef; Flag_3: limits; Flag_4: Spike thresh=1 toler=0.3 length=60
soil temperature 0.2m CP3 43/3 | 91 | 0.2 | 43 | 3 | 2017-12-13 11:39 |  | TS 0.20m 43/3 | TS_13_3_1 | Box43_Temp3 | degC | Box43_Temp3 [degC] |  | 24f6c5b49ac1b | Pedosphäre |  | Bodentemperatur | Average |  |  | _43_3 | -25 | 50 | CP3 | ICOS | ICOS-CP3 | 652232.63 | 5772975.95 | Flag_0: maintenance; Flag_1: man_flag; Flag_2: undef; Flag_3: limits; Flag_4: Spike thresh=1 toler=0.3 length=60
soil temperature 0.3m CP3 43/4 | 92 | 0.3 | 43 | 4 | 2017-12-13 11:39 |  | TS 0.30m 43/4 | TS_13_4_1 | Box43_Temp4 | degC | Box43_Temp4 [degC] |  | 24f6c5b49ac1b | Pedosphäre |  | Bodentemperatur | Average |  |  | _43_4 | -25 | 50 | CP3 | ICOS | ICOS-CP3 | 652232.63 | 5772975.95 | Flag_0: maintenance; Flag_1: man_flag; Flag_2: undef; Flag_3: limits; Flag_4: Spike thresh=1 toler=0.3 length=60
soil temperature 0.4m CP3 43/5 | 93 | 0.4 | 43 | 5 | 2017-12-13 11:39 |  | TS 0.40m 43/5 | TS_13_5_1 | Box43_Temp5 | degC | Box43_Temp5 [degC] |  | 24f6c5b49ac1b | Pedosphäre |  | Bodentemperatur | Average |  |  | _43_5 | -25 | 50 | CP3 | ICOS | ICOS-CP3 | 652232.63 | 5772975.95 | Flag_0: maintenance; Flag_1: man_flag; Flag_2: undef; Flag_3: limits; Flag_4: Spike thresh=1 toler=0.3 length=60
soil temperature 0.7m CP3 43/6 | 94 | 0.7 | 43 | 6 | 2017-12-13 11:39 |  | TS 0.70m 43/6 | TS_13_6_1 | Box43_Temp6 | degC | Box43_Temp6 [degC] |  | 24f6c5b49ac1b | Pedosphäre |  | Bodentemperatur | Average |  |  | _43_6 | -25 | 50 | CP3 | ICOS | ICOS-CP3 | 652232.63 | 5772975.95 | Flag_0: maintenance; Flag_1: man_flag; Flag_2: undef; Flag_3: limits; Flag_4: Spike thresh=1 toler=0.3 length=60
soil temperature 0.05m CP4 CP4 44/1 | 95 | 0.05 | 44 | 1 | 2017-11-04 03:19 |  | TS 0.05m 44/1 | TS_14_1_1 | Box44_Temp1 | degC | Box44_Temp1 [degC] |  | 288ef535fb55f | Pedosphäre |  | Bodentemperatur | Average |  |  | _44_1 | -25 | 50 | CP4 | ICOS | ICOS-CP4 | 652193.3144 | 5773010.7556 | Flag_0: maintenance; Flag_1: man_flag; Flag_2: undef; Flag_3: limits; Flag_4: Spike thresh=1 toler=0.3 length=60
soil temperature 0.1m CP4 44/2 | 96 | 0.1 | 44 | 2 | 2017-11-04 03:19 |  | TS 0.10m 44/2 | TS_14_2_1 | Box44_Temp2 | degC | Box44_Temp2 [degC] |  | 288ef535fb55f | Pedosphäre |  | Bodentemperatur | Average |  |  | _44_2 | -25 | 50 | CP4 | ICOS | ICOS-CP4 | 652193.3144 | 5773010.7556 | Flag_0: maintenance; Flag_1: man_flag; Flag_2: undef; Flag_3: limits; Flag_4: Spike thresh=1 toler=0.3 length=60
soil temperature 0.2m CP4 44/3 | 97 | 0.2 | 44 | 3 | 2017-11-04 03:19 |  | TS 0.20m 44/3 | TS_14_3_1 | Box44_Temp3 | degC | Box44_Temp3 [degC] |  | 288ef535fb55f | Pedosphäre |  | Bodentemperatur | Average |  |  | _44_3 | -25 | 50 | CP4 | ICOS | ICOS-CP4 | 652193.3144 | 5773010.7556 | Flag_0: maintenance; Flag_1: man_flag; Flag_2: undef; Flag_3: limits; Flag_4: Spike thresh=1 toler=0.3 length=60
soil temperature 0.3m CP4 44/4 | 98 | 0.3 | 44 | 4 | 2017-11-04 03:19 |  | TS 0.30m 44/4 | TS_14_4_1 | Box44_Temp4 | degC | Box44_Temp4 [degC] |  | 288ef535fb55f | Pedosphäre |  | Bodentemperatur | Average |  |  | _44_4 | -25 | 50 | CP4 | ICOS | ICOS-CP4 | 652193.3144 | 5773010.7556 | Flag_0: maintenance; Flag_1: man_flag; Flag_2: undef; Flag_3: limits; Flag_4: Spike thresh=1 toler=0.3 length=60
soil temperature 0.5m CP4 44/5 | 99 | 0.5 | 44 | 5 | 2017-11-04 03:19 |  | TS 0.50m 44/5 | TS_14_5_1 | Box44_Temp5 | degC | Box44_Temp5 [degC] |  | 288ef535fb55f | Pedosphäre |  | Bodentemperatur | Average |  |  | _44_5 | -25 | 50 | CP4 | ICOS | ICOS-CP4 | 652193.3144 | 5773010.7556 | Flag_0: maintenance; Flag_1: man_flag; Flag_2: undef; Flag_3: limits; Flag_4: Spike thresh=1 toler=0.3 length=60
soil temperature 0.7m CP4 44/6 | 100 | 0.7 | 44 | 6 | 2017-11-04 03:19 |  | TS 0.70m 44/6 | TS_14_6_1 | Box44_Temp6 | degC | Box44_Temp6 [degC] |  | 288ef535fb55f | Pedosphäre |  | Bodentemperatur | Average |  |  | _44_6 | -25 | 50 | CP4 | ICOS | ICOS-CP4 | 652193.3144 | 5773010.7556 | Flag_0: maintenance; Flag_1: man_flag; Flag_2: undef; Flag_3: limits; Flag_4: Spike thresh=1 toler=0.3 length=60
soil heat flux 07 CP1-0.05m | 101 | 0.05 | 41 |  | 2017-11-09 09:09 |  | SHF07_CP1 | G_11_1_1 | Box41_SHF07 | W/m**2 | Box41_SHF07 [W/m**2] |  | ce6f94bf2fce5 | Pedosphäre |  | Energiestrom | Average |  | 7 | _cp1 | -200 | 200 | CP1 | ICOS | ICOS-CP1 | 652242.0808 | 5773033.0369 | Flag_0: maintenance; Flag_1: man_flag; Flag_2: undef; Flag_3: limits
soil heat flux 08 CP2-0.05m | 102 | 0.05 | 42 |  | 2017-11-09 09:07 |  | SHF08_CP2 | G_12_1_1 | Box42_SHF08 | W/m**2 | Box42_SHF08 [W/m**2] |  | 1cc5869e4917a | Pedosphäre |  | Energiestrom | Average |  | 8 | _cp2 | -200 | 200 | CP2 | ICOS | ICOS-CP2 | 652292.3692 | 5772990.3855 | Flag_0: maintenance; Flag_1: man_flag; Flag_2: undef; Flag_3: limits
soil heat flux 09 CP3-0.05m | 103 | 0.05 | 43 |  | 2017-12-13 11:39 |  | SHF09_CP3 | G_13_1_1 | Box43_SHF08 | W/m**2 | Box43_SHF08 [W/m**2] |  | 24f6c5b49ac1b | Pedosphäre |  | Energiestrom | Average |  | 9 | _cp3 | -200 | 200 | CP3 | ICOS | ICOS-CP3 | 652232.63 | 5772975.95 | Flag_0: maintenance; Flag_1: man_flag; Flag_2: undef; Flag_3: limits
soil heat flux 10 CP4-0.05m | 104 | 0.05 | 44 |  | 2017-11-04 03:19 |  | SHF10_CP4 | G_14_1_1 | Box44_SHF08 | W/m**2 | Box44_SHF08 [W/m**2] |  | 288ef535fb55f | Pedosphäre |  | Energiestrom | Average |  | 10 | _cp4 | -200 | 200 | CP4 | ICOS | ICOS-CP4 | 652193.3144 | 5773010.7556 | Flag_0: maintenance; Flag_1: man_flag; Flag_2: undef; Flag_3: limits
Box41-CP1 Battery Voltage | 105 | 0 | 41 |  | 2017-04-07 | 2017-11-09 | CP1_Voltage | battery_1_0_0 | Box41_Voltage | V | Box41_Voltage [V] |  | ce6f94bf2fce5 | Technische Parameter | Geräte | Spannung Datenlogger | Average | V |  | _cp1 |  |  | CP1 | ICOS | ICOS-CP1 | 652242.0808 | 5773033.0369 | Flag_0: maintenance; Flag_1: man_flag; Flag_2: undef; Flag_3: limits
Box42-CP2 Battery Voltage | 106 | 0 | 42 |  | 2017-04-07 | 2017-11-09 | CP2_Voltage | battery_2_0_0 | Box42_Voltage | V | Box42_Voltage [V] |  | 1cc5869e4917a | Technische Parameter | Geräte | Spannung Datenlogger | Average | V |  | _cp2 |  |  | CP2 | ICOS | ICOS-CP2 | 652292.3692 | 5772990.3855 | Flag_0: maintenance; Flag_1: man_flag; Flag_2: undef; Flag_3: limits
Box43-CP3 Battery Voltage | 107 | 0 | 43 |  | 2017-04-07 | 2017-11-09 | CP3_Voltage | battery_3_0_0 | Box43_Voltage | V | Box43_Voltage [V] |  | 24f6c5b49ac1b | Technische Parameter | Geräte | Spannung Datenlogger | Average | V |  | _cp3 |  |  | CP3 | ICOS | ICOS-CP3 | 652232.63 | 5772975.95 | Flag_0: maintenance; Flag_1: man_flag; Flag_2: undef; Flag_3: limits
Box44-CP4 Battery Voltage | 108 | 0 | 44 |  | 2017-04-07 | 2017-11-09 | CP4_Voltage | battery_4_0_0 | Box44_Voltage | V | Box44_Voltage [V] |  | 288ef535fb55f | Technische Parameter | Geräte | Spannung Datenlogger | Average | V |  | _cp4 |  |  | CP4 | ICOS | ICOS-CP4 | 652193.3144 | 5773010.7556 | Flag_0: maintenance; Flag_1: man_flag; Flag_2: undef; Flag_3: limits
Heatfluxplate CP1-7 calibration/sensitivity factor of SHF07 | 109 | 0 | 41 |  | 2017-04-07 | 2017-11-09 | SHFscCP1cal | G_SF_1_1_1 | SHFsc07cal | µV (W/m**2)-1 | SHFsc07cal [µV (W/m**2)-1] |  | ce6f94bf2fce5 | Pedosphäre |  | Kalibrierfaktor Bodenwärmestrom | Average |  | 7 | _cp1 |  |  | CP1 | ICOS | ICOS-CP1 | 652242.0808 | 5773033.0369 | Flag_0: maintenance; Flag_1: man_flag; Flag_2: undef; Flag_3: limits
Heatfluxplate CP2-8 calibration/sensitivity factor of SHF08 | 110 | 0 | 42 |  | 2017-04-07 | 2017-11-09 | SHFscCP2cal | G_SF_2_1_1 | SHFsc08cal | µV (W/m**2)-1 | SHFsc08cal [µV (W/m**2)-1] |  | 1cc5869e4917a | Pedosphäre |  | Kalibrierfaktor Bodenwärmestrom | Average |  | 8 | _cp2 |  |  | CP2 | ICOS | ICOS-CP2 | 652292.3692 | 5772990.3855 | Flag_0: maintenance; Flag_1: man_flag; Flag_2: undef; Flag_3: limits
Heatfluxplate CP3-9 calibration/sensitivity factor of SHF09 | 111 | 0 | 43 |  | 2017-04-07 | 2017-11-09 | SHFscCP3cal | G_SF_3_1_1 | SHFsc09cal | µV (W/m**2)-1 | SHFsc09cal [µV (W/m**2)-1] |  | 24f6c5b49ac1b | Pedosphäre |  | Kalibrierfaktor Bodenwärmestrom | Average |  | 9 | _cp3 |  |  | CP3 | ICOS | ICOS-CP3 | 652232.63 | 5772975.95 | Flag_0: maintenance; Flag_1: man_flag; Flag_2: undef; Flag_3: limits
Heatfluxplate CP4-10 calibration/sensitivity factor of SHF09 | 112 | 0 | 44 |  | 2017-04-07 | 2017-11-09 | SHFscCP4cal | G_SF_4_1_1 | SHFsc10cal | µV (W/m**2)-1 | SHFsc10cal [µV (W/m**2)-1] |  | 288ef535fb55f | Pedosphäre |  | Kalibrierfaktor Bodenwärmestrom | Average |  | 10 | _cp4 |  |  | CP4 | ICOS | ICOS-CP4 | 652193.3144 | 5773010.7556 | Flag_0: maintenance; Flag_1: man_flag; Flag_2: undef; Flag_3: limits
Heatfluxplate CP1-7 calibration flag for SHF07 | 113 | 0 | 41 |  | 2017-04-07 | 2017-11-09 | SHFheatCP1 | G_ISCAL_1_1_1 | SHFheat07 |  | SHFheat07 [] |  | ce6f94bf2fce5 | Pedosphäre |  | Heizung Bodenwärmestrom | Average |  | 7 | _cp1 |  |  | CP1 | ICOS | ICOS-CP1 | 652242.0808 | 5773033.0369 | Flag_0: maintenance; Flag_1: man_flag; Flag_2: undef; Flag_3: limits
Heatfluxplate CP2-8 calibration flag for SHF08 | 114 | 0 | 42 |  | 2017-04-07 | 2017-11-09 | SHFheatCP2 | G_ISCAL_2_1_1 | SHFheat08 |  | SHFheat08 [] |  | 1cc5869e4917a | Pedosphäre |  | Heizung Bodenwärmestrom | Average |  | 8 | _cp2 |  |  | CP2 | ICOS | ICOS-CP2 | 652292.3692 | 5772990.3855 | Flag_0: maintenance; Flag_1: man_flag; Flag_2: undef; Flag_3: limits
Heatfluxplate CP3-9 calibration flag for SHF09 | 115 | 0 | 43 |  | 2017-04-07 | 2017-11-09 | SHFheatCP3 | G_ISCAL_3_1_1 | SHFheat09 |  | SHFheat09 [] |  | 24f6c5b49ac1b | Pedosphäre |  | Heizung Bodenwärmestrom | Average |  | 9 | _cp3 |  |  | CP3 | ICOS | ICOS-CP3 | 652232.63 | 5772975.95 | Flag_0: maintenance; Flag_1: man_flag; Flag_2: undef; Flag_3: limits
Heatfluxplate CP4-10 calibration flag for SHF09 | 116 | 0 | 44 |  | 2017-04-07 | 2017-11-09 | SHFheatCP4 | G_ISCAL_4_1_1 | SHFheat10 |  | SHFheat10 [] |  | 288ef535fb55f | Pedosphäre |  | Heizung Bodenwärmestrom | Average |  | 10 | _cp4 |  |  | CP4 | ICOS | ICOS-CP4 | 652193.3144 | 5773010.7556 | Flag_0: maintenance; Flag_1: man_flag; Flag_2: undef; Flag_3: limits
Box41-CP1 Battery Voltage | 117 | 0 | 41 |  | 2017-11-09 09:09 |  | CP1_Voltage | battery_11_0_0 | Box41_Voltage | V | Box41_Voltage [V] |  | ce6f94bf2fce5 | Technische Parameter | Geräte | Spannung Datenlogger | Average | V |  | _cp1 |  |  | CP1 | ICOS | ICOS-CP1 | 652242.0808 | 5773033.0369 | Flag_0: maintenance; Flag_1: man_flag; Flag_2: undef; Flag_3: limits
Box42-CP2 Battery Voltage | 118 | 0 | 42 |  | 2017-11-09 09:07 |  | CP2_Voltage | battery_12_0_0 | Box42_Voltage | V | Box42_Voltage [V] |  | 1cc5869e4917a | Technische Parameter | Geräte | Spannung Datenlogger | Average | V |  | _cp2 |  |  | CP2 | ICOS | ICOS-CP2 | 652292.3692 | 5772990.3855 | Flag_0: maintenance; Flag_1: man_flag; Flag_2: undef; Flag_3: limits
Box43-CP3 Battery Voltage | 119 | 0 | 43 |  | 2017-12-13 11:39 |  | CP3_Voltage | battery_13_0_0 | Box43_Voltage | V | Box43_Voltage [V] |  | 24f6c5b49ac1b | Technische Parameter | Geräte | Spannung Datenlogger | Average | V |  | _cp3 |  |  | CP3 | ICOS | ICOS-CP3 | 652232.63 | 5772975.95 | Flag_0: maintenance; Flag_1: man_flag; Flag_2: undef; Flag_3: limits
Box44-CP4 Battery Voltage | 120 | 0 | 44 |  | 2017-11-04 03:19 |  | CP4_Voltage | battery_14_0_0 | Box44_Voltage | V | Box44_Voltage [V] |  | 288ef535fb55f | Technische Parameter | Geräte | Spannung Datenlogger | Average | V |  | _cp4 |  |  | CP4 | ICOS | ICOS-CP4 | 652193.3144 | 5773010.7556 | Flag_0: maintenance; Flag_1: man_flag; Flag_2: undef; Flag_3: limits
Heatfluxplate CP1-7 calibration flag for SHF07 | 121 | 0 | 41 |  | 2017-11-09 09:09 |  | SHFheatCP1 | G_ISCAL_11_1_1 | SHFheat07 |  | SHFheat07 [] |  | ce6f94bf2fce5 | Pedosphäre |  | Heizung Bodenwärmestrom | Average |  | 7 | _cp1 |  |  | CP1 | ICOS | ICOS-CP1 | 652242.0808 | 5773033.0369 | Flag_0: maintenance; Flag_1: man_flag; Flag_2: undef; Flag_3: limits
Heatfluxplate CP1-7 calibration/sensitivity factor of SHF07 | 122 | 0 | 41 |  | 2017-11-09 09:09 |  | SHFscCP1cal | G_SF_11_1_1 | SHFsc07cal | µV (W/m**2)-1 | SHFsc07cal [µV (W/m**2)-1] |  | ce6f94bf2fce5 | Pedosphäre |  | Kalibrierfaktor Bodenwärmestrom | Average |  | 7 | _cp1 |  |  | CP1 | ICOS | ICOS-CP1 | 652242.0808 | 5773033.0369 | Flag_0: maintenance; Flag_1: man_flag; Flag_2: undef; Flag_3: limits
Heatfluxplate CP2-8 calibration flag for SHF08 | 123 | 0 | 42 |  | 2017-11-09 09:07 |  | SHFheatCP2 | G_ISCAL_12_1_1 | SHFheat08 |  | SHFheat08 [] |  | 1cc5869e4917a | Pedosphäre |  | Heizung Bodenwärmestrom | Average |  | 8 | _cp2 |  |  | CP2 | ICOS | ICOS-CP2 | 652292.3692 | 5772990.3855 | Flag_0: maintenance; Flag_1: man_flag; Flag_2: undef; Flag_3: limits
Heatfluxplate CP2-8 calibration/sensitivity factor of SHF08 | 124 | 0 | 42 |  | 2017-11-09 09:07 |  | SHFscCP2cal | G_SF_12_1_1 | SHFsc08cal | µV (W/m**2)-1 | SHFsc08cal [µV (W/m**2)-1] |  | 1cc5869e4917a | Pedosphäre |  | Kalibrierfaktor Bodenwärmestrom | Average |  | 8 | _cp2 |  |  | CP2 | ICOS | ICOS-CP2 | 652292.3692 | 5772990.3855 | Flag_0: maintenance; Flag_1: man_flag; Flag_2: undef; Flag_3: limits
Heatfluxplate CP3-9 calibration flag for SHF09 | 125 | 0 | 43 |  | 2017-12-13 11:39 |  | SHFheatCP3 | G_ISCAL_13_1_1 | SHFheat09 |  | SHFheat09 [] |  | 24f6c5b49ac1b | Pedosphäre |  | Heizung Bodenwärmestrom | Average |  | 9 | _cp3 |  |  | CP3 | ICOS | ICOS-CP3 | 652232.63 | 5772975.95 | Flag_0: maintenance; Flag_1: man_flag; Flag_2: undef; Flag_3: limits
Heatfluxplate CP3-9 calibration/sensitivity factor of SHF09 | 126 | 0 | 43 |  | 2017-12-13 11:39 |  | SHFscCP3cal | G_SF_13_1_1 | SHFsc09cal | µV (W/m**2)-1 | SHFsc09cal [µV (W/m**2)-1] |  | 24f6c5b49ac1b | Pedosphäre |  | Kalibrierfaktor Bodenwärmestrom | Average |  | 9 | _cp3 |  |  | CP3 | ICOS | ICOS-CP3 | 652232.63 | 5772975.95 | Flag_0: maintenance; Flag_1: man_flag; Flag_2: undef; Flag_3: limits
Heatfluxplate CP4-10 calibration flag for SHF09 | 127 | 0 | 44 |  | 2017-11-04 03:19 |  | SHFheatCP4 | G_ISCAL_14_1_1 | SHFheat10 |  | SHFheat10 [] |  | 288ef535fb55f | Pedosphäre |  | Heizung Bodenwärmestrom | Average |  | 10 | _cp4 |  |  | CP4 | ICOS | ICOS-CP4 | 652193.3144 | 5773010.7556 | Flag_0: maintenance; Flag_1: man_flag; Flag_2: undef; Flag_3: limits
Heatfluxplate CP4-10 calibration/sensitivity factor of SHF09 | 128 | 0 | 44 |  | 2017-11-04 03:19 |  | SHFscCP4cal | G_SF_14_1_1 | SHFsc10cal | µV (W/m**2)-1 | SHFsc10cal [µV (W/m**2)-1] |  | 288ef535fb55f | Pedosphäre |  | Kalibrierfaktor Bodenwärmestrom | Average |  | 10 | _cp4 |  |  | CP4 | ICOS | ICOS-CP4 | 652193.3144 | 5773010.7556 | Flag_0: maintenance; Flag_1: man_flag; Flag_2: undef; Flag_3: limits
Info: Dateien enthalten keine Header, Dateinamen geändert ab DE-HoH_BM_20171016, zunächst L01 bis L04, ab 9.11. dann L11 bis L14
Variablen ergänzt seit

## SoilMoisture Network GB
variable description | depth/height (m) | SoilNet Node | Soilnet Sensor | Naming | headerout | units DB | units | headerout (final) | headerout (DB) | database ID | Umweltkompartiment | Probemedium | Physikalische Eigenschaft | Beobachtungsart | Zusätzliche Sensornummer | Zusätzliche Bezeichnung | Messort | Min | Max | SR collar or trench | Installation date + time | (rough) distance from collar | remarks | coordinates x | coordinates y | height asl | Flag_0 | Flag_1 | Flag_2 | Flag_3 | Flag_4 | Flag_5 | Flag_6 | Flag_7 | Flag_8 | Alert_1 | Alert_2 | Alert_3 | comment | old Flag_4 | old Flag_5 | old Flag_7 | old Flag_4
soil water content 0.1m 1/1 | 0.1 | 1 | 1 | SWC 0.1m 1/1 | Box01_Moist1 | Vol% | % | Box01_Moist1 [%] | SoilSoilmoisture0_1mAvg10Min_01_1 | ae8906301e033 | Pedosphäre |  | Bodenfeuchte | Average |  | _01_1 | SoilNet GB Box 01 | 5 | 70 |  | 2014-07-29 07:35 |  |  | 644397.831 | 5766476.931 | 80.176 | Flag_0: maintenance; Flag_1: man_flag; Flag_2: undef; Flag_3: limits; Flag_4: Spike thresh=1 toler=0.3 length=60 |  | install_date | compare_precip rise_thres=8.0/h prec_thres=0.1/h prec_length=1h | MAD deriv=2 z=7 length=180d | constant length=5h eps=0.0001
soil water content 0.15m 1/2 | 0.15 | 1 | 2 | SWC 0.15m 1/2 | Box01_Moist2 | Vol% | % | Box01_Moist2 [%] | SoilSoilmoisture0_15mAvg10Min_01_2 | ae8906301e033 | Pedosphäre |  | Bodenfeuchte | Average |  | _01_2 | SoilNet GB Box 01 | 5 | 70 |  | 2014-07-29 07:35 |  |  | 644397.831 | 5766476.931 | 80.176 | Flag_0: maintenance; Flag_1: man_flag; Flag_2: undef; Flag_3: limits; Flag_4: Spike thresh=1 toler=0.3 length=60 |  | install_date | compare_precip rise_thres=8.0/h prec_thres=0.1/h prec_length=1h | MAD deriv=2 z=7 length=180d | constant length=5h eps=0.0001
soil water content 0.2m 1/3 | 0.2 | 1 | 3 | SWC 0.2m 1/3 | Box01_Moist3 | Vol% | % | Box01_Moist3 [%] | SoilSoilmoisture0_2mAvg10Min_01_3 | ae8906301e033 | Pedosphäre |  | Bodenfeuchte | Average |  | _01_3 | SoilNet GB Box 01 | 5 | 70 |  | 2014-07-29 07:35 |  |  | 644397.831 | 5766476.931 | 80.176 | Flag_0: maintenance; Flag_1: man_flag; Flag_2: undef; Flag_3: limits; Flag_4: Spike thresh=1 toler=0.3 length=60 |  | install_date | compare_precip rise_thres=8.0/h prec_thres=0.1/h prec_length=1h | MAD deriv=2 z=7 length=180d | constant length=5h eps=0.0001
soil water content 0.3m 1/4 | 0.3 | 1 | 4 | SWC 0.3m 1/4 | Box01_Moist4 | Vol% | % | Box01_Moist4 [%] | SoilSoilmoisture0_3mAvg10Min_01_4 | ae8906301e033 | Pedosphäre |  | Bodenfeuchte | Average |  | _01_4 | SoilNet GB Box 01 | 5 | 70 |  | 2014-07-29 07:35 |  |  | 644397.831 | 5766476.931 | 80.176 | Flag_0: maintenance; Flag_1: man_flag; Flag_2: undef; Flag_3: limits; Flag_4: Spike thresh=1 toler=0.3 length=60 |  | install_date | compare_precip rise_thres=8.0/h prec_thres=0.1/h prec_length=1h | MAD deriv=2 z=7 length=180d | constant length=5h eps=0.0001
soil water content 0.4m 1/5 | 0.4 | 1 | 5 | SWC 0.4m 1/5 | Box01_Moist5 | Vol% | % | Box01_Moist5 [%] | SoilSoilmoisture0_4mAvg10Min_01_5 | ae8906301e033 | Pedosphäre |  | Bodenfeuchte | Average |  | _01_5 | SoilNet GB Box 01 | 5 | 70 |  | 2014-07-29 07:35 |  |  | 644397.831 | 5766476.931 | 80.176 | Flag_0: maintenance; Flag_1: man_flag; Flag_2: undef; Flag_3: limits; Flag_4: Spike thresh=1 toler=0.3 length=60 |  | install_date | compare_precip rise_thres=8.0/h prec_thres=0.1/h prec_length=1h | MAD deriv=2 z=7 length=180d | constant length=5h eps=0.0001
soil water content 0.5m 1/6 | 0.5 | 1 | 6 | SWC 0.5m 1/6 | Box01_Moist6 | Vol% | % | Box01_Moist6 [%] | SoilSoilmoisture0_5mAvg10Min_01_6 | ae8906301e033 | Pedosphäre |  | Bodenfeuchte | Average |  | _01_6 | SoilNet GB Box 01 | 5 | 70 |  | 2014-07-29 07:35 |  |  | 644397.831 | 5766476.931 | 80.176 | Flag_0: maintenance; Flag_1: man_flag; Flag_2: undef; Flag_3: limits; Flag_4: Spike thresh=1 toler=0.3 length=60 |  | install_date | compare_precip rise_thres=8.0/h prec_thres=0.1/h prec_length=1h | MAD deriv=2 z=7 length=180d | constant length=5h eps=0.0001
soil water content 0.1m 2/1 | 0.1 | 2 | 1 | SWC 0.1m 2/1 | Box02_Moist1 | Vol% | % | Box02_Moist1 [%] | SoilSoilmoisture0_1mAvg10Min_02_1 | 08e57e9188774 | Pedosphäre |  | Bodenfeuchte | Average |  | _02_1 | SoilNet GB Box 02 | 5 | 70 |  | 2014-07-25 14:23 |  |  | 644409.305 | 5766518.628 | 79.488 | Flag_0: maintenance; Flag_1: man_flag; Flag_2: undef; Flag_3: limits; Flag_4: Spike thresh=1 toler=0.3 length=60 |  | install_date | compare_precip rise_thres=8.0/h prec_thres=0.1/h prec_length=1h | MAD deriv=2 z=7 length=180d | constant length=5h eps=0.0001
soil water content 0.15m 2/2 | 0.15 | 2 | 2 | SWC 0.15m 2/2 | Box02_Moist2 | Vol% | % | Box02_Moist2 [%] | SoilSoilmoisture0_15mAvg10Min_02_2 | 08e57e9188774 | Pedosphäre |  | Bodenfeuchte | Average |  | _02_2 | SoilNet GB Box 02 | 5 | 70 |  | 2014-07-25 14:23 |  |  | 644409.305 | 5766518.628 | 79.488 | Flag_0: maintenance; Flag_1: man_flag; Flag_2: undef; Flag_3: limits; Flag_4: Spike thresh=1 toler=0.3 length=60 |  | install_date | compare_precip rise_thres=8.0/h prec_thres=0.1/h prec_length=1h | MAD deriv=2 z=7 length=180d | constant length=5h eps=0.0001
soil water content 0.2m 2/3 | 0.2 | 2 | 3 | SWC 0.2m 2/3 | Box02_Moist3 | Vol% | % | Box02_Moist3 [%] | SoilSoilmoisture0_2mAvg10Min_02_3 | 08e57e9188774 | Pedosphäre |  | Bodenfeuchte | Average |  | _02_3 | SoilNet GB Box 02 | 5 | 70 |  | 2014-07-25 14:23 |  |  | 644409.305 | 5766518.628 | 79.488 | Flag_0: maintenance; Flag_1: man_flag; Flag_2: undef; Flag_3: limits; Flag_4: Spike thresh=1 toler=0.3 length=60 |  | install_date | compare_precip rise_thres=8.0/h prec_thres=0.1/h prec_length=1h | MAD deriv=2 z=7 length=180d | constant length=5h eps=0.0001
soil water content 0.3m 2/4 | 0.3 | 2 | 4 | SWC 0.3m 2/4 | Box02_Moist4 | Vol% | % | Box02_Moist4 [%] | SoilSoilmoisture0_3mAvg10Min_02_4 | 08e57e9188774 | Pedosphäre |  | Bodenfeuchte | Average |  | _02_4 | SoilNet GB Box 02 | 5 | 70 |  | 2014-07-25 14:23 |  |  | 644409.305 | 5766518.628 | 79.488 | Flag_0: maintenance; Flag_1: man_flag; Flag_2: undef; Flag_3: limits; Flag_4: Spike thresh=1 toler=0.3 length=60 |  | install_date | compare_precip rise_thres=8.0/h prec_thres=0.1/h prec_length=1h | MAD deriv=2 z=7 length=180d | constant length=5h eps=0.0001
soil water content 0.4m 2/5 | 0.4 | 2 | 5 | SWC 0.4m 2/5 | Box02_Moist5 | Vol% | % | Box02_Moist5 [%] | SoilSoilmoisture0_4mAvg10Min_02_5 | 08e57e9188774 | Pedosphäre |  | Bodenfeuchte | Average |  | _02_5 | SoilNet GB Box 02 | 5 | 70 |  | 2014-07-25 14:23 |  |  | 644409.305 | 5766518.628 | 79.488 | Flag_0: maintenance; Flag_1: man_flag; Flag_2: undef; Flag_3: limits; Flag_4: Spike thresh=1 toler=0.3 length=60 |  | install_date | compare_precip rise_thres=8.0/h prec_thres=0.1/h prec_length=1h | MAD deriv=2 z=7 length=180d | constant length=5h eps=0.0001
soil water content 0.5m 2/6 | 0.5 | 2 | 6 | SWC 0.5m 2/6 | Box02_Moist6 | Vol% | % | Box02_Moist6 [%] | SoilSoilmoisture0_5mAvg10Min_02_6 | 08e57e9188774 | Pedosphäre |  | Bodenfeuchte | Average |  | _02_6 | SoilNet GB Box 02 | 5 | 70 |  | 2014-07-25 14:23 |  |  | 644409.305 | 5766518.628 | 79.488 | Flag_0: maintenance; Flag_1: man_flag; Flag_2: undef; Flag_3: limits; Flag_4: Spike thresh=1 toler=0.3 length=60 |  | install_date | compare_precip rise_thres=8.0/h prec_thres=0.1/h prec_length=1h | MAD deriv=2 z=7 length=180d | constant length=5h eps=0.0001
soil water content 0.1m 3/1 | 0.1 | 3 | 1 | SWC 0.1m 3/1 | Box03_Moist1 | Vol% | % | Box03_Moist1 [%] | SoilSoilmoisture0_1mAvg10Min_03_1 | ecdfe9c2f1d1f | Pedosphäre |  | Bodenfeuchte | Average |  | _03_1 | SoilNet GB Box 03 | 5 | 70 |  |  |  | never sent anything | 644419.306 | 5766564.482 | 78.983 | Flag_0: maintenance; Flag_1: man_flag; Flag_2: undef; Flag_3: limits; Flag_4: Spike thresh=1 toler=0.3 length=60 |  | install_date | compare_precip rise_thres=8.0/h prec_thres=0.1/h prec_length=1h | MAD deriv=2 z=7 length=180d | constant length=5h eps=0.0001
soil water content 0.15m 3/2 | 0.15 | 3 | 2 | SWC 0.15m 3/2 | Box03_Moist2 | Vol% | % | Box03_Moist2 [%] | SoilSoilmoisture0_15mAvg10Min_03_2 | ecdfe9c2f1d1f | Pedosphäre |  | Bodenfeuchte | Average |  | _03_2 | SoilNet GB Box 03 | 5 | 70 |  |  |  | never sent anything | 644419.306 | 5766564.482 | 78.983 | Flag_0: maintenance; Flag_1: man_flag; Flag_2: undef; Flag_3: limits; Flag_4: Spike thresh=1 toler=0.3 length=60 |  | install_date | compare_precip rise_thres=8.0/h prec_thres=0.1/h prec_length=1h | MAD deriv=2 z=7 length=180d | constant length=5h eps=0.0001
soil water content 0.2m 3/3 | 0.2 | 3 | 3 | SWC 0.2m 3/3 | Box03_Moist3 | Vol% | % | Box03_Moist3 [%] | SoilSoilmoisture0_2mAvg10Min_03_3 | ecdfe9c2f1d1f | Pedosphäre |  | Bodenfeuchte | Average |  | _03_3 | SoilNet GB Box 03 | 5 | 70 |  |  |  | never sent anything | 644419.306 | 5766564.482 | 78.983 | Flag_0: maintenance; Flag_1: man_flag; Flag_2: undef; Flag_3: limits; Flag_4: Spike thresh=1 toler=0.3 length=60 |  | install_date | compare_precip rise_thres=8.0/h prec_thres=0.1/h prec_length=1h | MAD deriv=2 z=7 length=180d | constant length=5h eps=0.0001
soil water content 0.3m 3/4 | 0.3 | 3 | 4 | SWC 0.3m 3/4 | Box03_Moist4 | Vol% | % | Box03_Moist4 [%] | SoilSoilmoisture0_3mAvg10Min_03_4 | ecdfe9c2f1d1f | Pedosphäre |  | Bodenfeuchte | Average |  | _03_4 | SoilNet GB Box 03 | 5 | 70 |  |  |  | never sent anything | 644419.306 | 5766564.482 | 78.983 | Flag_0: maintenance; Flag_1: man_flag; Flag_2: undef; Flag_3: limits; Flag_4: Spike thresh=1 toler=0.3 length=60 |  | install_date | compare_precip rise_thres=8.0/h prec_thres=0.1/h prec_length=1h | MAD deriv=2 z=7 length=180d | constant length=5h eps=0.0001
soil water content 0.4m 3/5 | 0.4 | 3 | 5 | SWC 0.4m 3/5 | Box03_Moist5 | Vol% | % | Box03_Moist5 [%] | SoilSoilmoisture0_4mAvg10Min_03_5 | ecdfe9c2f1d1f | Pedosphäre |  | Bodenfeuchte | Average |  | _03_5 | SoilNet GB Box 03 | 5 | 70 |  |  |  | never sent anything | 644419.306 | 5766564.482 | 78.983 | Flag_0: maintenance; Flag_1: man_flag; Flag_2: undef; Flag_3: limits; Flag_4: Spike thresh=1 toler=0.3 length=60 |  | install_date | compare_precip rise_thres=8.0/h prec_thres=0.1/h prec_length=1h | MAD deriv=2 z=7 length=180d | constant length=5h eps=0.0001
soil water content 0.5m 3/6 | 0.5 | 3 | 6 | SWC 0.5m 3/6 | Box03_Moist6 | Vol% | % | Box03_Moist6 [%] | SoilSoilmoisture0_5mAvg10Min_03_6 | ecdfe9c2f1d1f | Pedosphäre |  | Bodenfeuchte | Average |  | _03_6 | SoilNet GB Box 03 | 5 | 70 |  |  |  | never sent anything | 644419.306 | 5766564.482 | 78.983 | Flag_0: maintenance; Flag_1: man_flag; Flag_2: undef; Flag_3: limits; Flag_4: Spike thresh=1 toler=0.3 length=60 |  | install_date | compare_precip rise_thres=8.0/h prec_thres=0.1/h prec_length=1h | MAD deriv=2 z=7 length=180d | constant length=5h eps=0.0001
soil water content 0.1m 4/1 | 0.1 | 5 | 1 | SWC 0.1m 4/1 | Box05_Moist1 | Vol% | % | Box05_Moist1 [%] | SoilSoilmoisture0_1mAvg10Min_04_1 | b05938f2fa433 | Pedosphäre |  | Bodenfeuchte | Average |  | _04_1 | SoilNet GB Box 04 | 5 | 70 |  | 2014-07-29 07:41 |  | node in pit 5 | 644507.127 | 5766511.592 | 80.227 | Flag_0: maintenance; Flag_1: man_flag; Flag_2: undef; Flag_3: limits; Flag_4: Spike thresh=1 toler=0.3 length=60 |  | install_date | compare_precip rise_thres=8.0/h prec_thres=0.1/h prec_length=1h | MAD deriv=2 z=7 length=180d | constant length=5h eps=0.0001
soil water content 0.2m 4/2 | 0.2 | 5 | 2 | SWC 0.2m 4/2 | Box05_Moist2 | Vol% | % | Box05_Moist2 [%] | SoilSoilmoisture0_2mAvg10Min_04_2 | b05938f2fa433 | Pedosphäre |  | Bodenfeuchte | Average |  | _04_2 | SoilNet GB Box 04 | 5 | 70 |  | 2014-07-29 07:41 |  |  | 644507.127 | 5766511.592 | 80.227 | Flag_0: maintenance; Flag_1: man_flag; Flag_2: undef; Flag_3: limits; Flag_4: Spike thresh=1 toler=0.3 length=60 |  | install_date | compare_precip rise_thres=8.0/h prec_thres=0.1/h prec_length=1h | MAD deriv=2 z=7 length=180d | constant length=5h eps=0.0001
soil water content 0.4m 4/3 | 0.4 | 5 | 3 | SWC 0.4m 4/3 | Box05_Moist3 | Vol% | % | Box05_Moist3 [%] | SoilSoilmoisture0_4mAvg10Min_04_3 | b05938f2fa433 | Pedosphäre |  | Bodenfeuchte | Average |  | _04_3 | SoilNet GB Box 04 | 5 | 70 |  | 2014-07-29 07:41 |  |  | 644507.127 | 5766511.592 | 80.227 | Flag_0: maintenance; Flag_1: man_flag; Flag_2: undef; Flag_3: limits; Flag_4: Spike thresh=1 toler=0.3 length=60 |  | install_date | compare_precip rise_thres=8.0/h prec_thres=0.1/h prec_length=1h | MAD deriv=2 z=7 length=180d | constant length=5h eps=0.0001
soil water content 0.1m 5/4 | 0.1 | 5 | 4 | SWC 0.1m 5/4 | Box05_Moist4 | Vol% | % | Box05_Moist4 [%] | SoilSoilmoisture0_1mAvg10Min_05_4 | b05938f2fa433 | Pedosphäre |  | Bodenfeuchte | Average |  | _05_4 | Soilnet GB Box 05 | 5 | 70 | 5 | 2014-07-29 07:41 |  |  | 644498.627 | 5766512.077 | 80.34 | Flag_0: maintenance; Flag_1: man_flag; Flag_2: undef; Flag_3: limits; Flag_4: Spike thresh=1 toler=0.3 length=60 |  | install_date | compare_precip rise_thres=8.0/h prec_thres=0.1/h prec_length=1h | MAD deriv=2 z=7 length=180d | constant length=5h eps=0.0001
soil water content 0.2m 5/5 | 0.2 | 5 | 5 | SWC 0.2m 5/5 | Box05_Moist5 | Vol% | % | Box05_Moist5 [%] | SoilSoilmoisture0_2mAvg10Min_05_5 | b05938f2fa433 | Pedosphäre |  | Bodenfeuchte | Average |  | _05_5 | Soilnet GB Box 05 | 5 | 70 | 5 | 2014-07-29 07:41 |  |  | 644498.627 | 5766512.077 | 80.34 | Flag_0: maintenance; Flag_1: man_flag; Flag_2: undef; Flag_3: limits; Flag_4: Spike thresh=1 toler=0.3 length=60 |  | install_date | compare_precip rise_thres=8.0/h prec_thres=0.1/h prec_length=1h | MAD deriv=2 z=7 length=180d | constant length=5h eps=0.0001
soil water content 0.4m 5/6 | 0.4 | 5 | 6 | SWC 0.4m 5/6 | Box05_Moist6 | Vol% | % | Box05_Moist6 [%] | SoilSoilmoisture0_4mAvg10Min_05_6 | b05938f2fa433 | Pedosphäre |  | Bodenfeuchte | Average |  | _05_6 | Soilnet GB Box 05 | 5 | 70 | 5 | 2014-07-29 07:41 |  |  | 644498.627 | 5766512.077 | 80.34 | Flag_0: maintenance; Flag_1: man_flag; Flag_2: undef; Flag_3: limits; Flag_4: Spike thresh=1 toler=0.3 length=60 |  | install_date | compare_precip rise_thres=8.0/h prec_thres=0.1/h prec_length=1h | MAD deriv=2 z=7 length=180d | constant length=5h eps=0.0001
soil water content 0.1m 6/1 | 0.1 | 6 | 1 | SWC 0.1m 6/1 | Box06_Moist1 | Vol% | % | Box06_Moist1 [%] | SoilSoilmoisture0_1mAvg10Min_06_1 | 5ff73d4eb3b6d | Pedosphäre |  | Bodenfeuchte | Average |  | _06_1 | SoilNet GB Box 06 | 5 | 70 | 6 | 2014-07-29 11:28 |  |  | 644484.447 | 5766392.887 | 79.912 | Flag_0: maintenance; Flag_1: man_flag; Flag_2: undef; Flag_3: limits; Flag_4: Spike thresh=1 toler=0.3 length=60 |  | install_date | compare_precip rise_thres=8.0/h prec_thres=0.1/h prec_length=1h | MAD deriv=2 z=7 length=180d | constant length=5h eps=0.0001
soil water content 0.15m 6/2 | 0.15 | 6 | 2 | SWC 0.15m 6/2 | Box06_Moist2 | Vol% | % | Box06_Moist2 [%] | SoilSoilmoisture0_15mAvg10Min_06_2 | 5ff73d4eb3b6d | Pedosphäre |  | Bodenfeuchte | Average |  | _06_2 | SoilNet GB Box 06 | 5 | 70 | 6 | 2014-07-29 11:28 |  |  | 644484.447 | 5766392.887 | 79.912 | Flag_0: maintenance; Flag_1: man_flag; Flag_2: undef; Flag_3: limits; Flag_4: Spike thresh=1 toler=0.3 length=60 |  | install_date | compare_precip rise_thres=8.0/h prec_thres=0.1/h prec_length=1h | MAD deriv=2 z=7 length=180d | constant length=5h eps=0.0001
soil water content 0.2m 6/3 | 0.2 | 6 | 3 | SWC 0.2m 6/3 | Box06_Moist3 | Vol% | % | Box06_Moist3 [%] | SoilSoilmoisture0_2mAvg10Min_06_3 | 5ff73d4eb3b6d | Pedosphäre |  | Bodenfeuchte | Average |  | _06_3 | SoilNet GB Box 06 | 5 | 70 | 6 | 2014-07-29 11:28 |  |  | 644484.447 | 5766392.887 | 79.912 | Flag_0: maintenance; Flag_1: man_flag; Flag_2: undef; Flag_3: limits; Flag_4: Spike thresh=1 toler=0.3 length=60 |  | install_date | compare_precip rise_thres=8.0/h prec_thres=0.1/h prec_length=1h | MAD deriv=2 z=7 length=180d | constant length=5h eps=0.0001
soil water content 0.3m 6/4 | 0.3 | 6 | 4 | SWC 0.3m 6/4 | Box06_Moist4 | Vol% | % | Box06_Moist4 [%] | SoilSoilmoisture0_3mAvg10Min_06_4 | 5ff73d4eb3b6d | Pedosphäre |  | Bodenfeuchte | Average |  | _06_4 | SoilNet GB Box 06 | 5 | 70 | 6 | 2014-07-29 11:28 |  |  | 644484.447 | 5766392.887 | 79.912 | Flag_0: maintenance; Flag_1: man_flag; Flag_2: undef; Flag_3: limits; Flag_4: Spike thresh=1 toler=0.3 length=60 |  | install_date | compare_precip rise_thres=8.0/h prec_thres=0.1/h prec_length=1h | MAD deriv=2 z=7 length=180d | constant length=5h eps=0.0001
soil water content 0.4m 6/5 | 0.4 | 6 | 5 | SWC 0.4m 6/5 | Box06_Moist5 | Vol% | % | Box06_Moist5 [%] | SoilSoilmoisture0_4mAvg10Min_06_5 | 5ff73d4eb3b6d | Pedosphäre |  | Bodenfeuchte | Average |  | _06_5 | SoilNet GB Box 06 | 5 | 70 | 6 | 2014-07-29 11:28 |  |  | 644484.447 | 5766392.887 | 79.912 | Flag_0: maintenance; Flag_1: man_flag; Flag_2: undef; Flag_3: limits; Flag_4: Spike thresh=1 toler=0.3 length=60 |  | install_date | compare_precip rise_thres=8.0/h prec_thres=0.1/h prec_length=1h | MAD deriv=2 z=7 length=180d | constant length=5h eps=0.0001
soil water content 0.5m 6/6 | 0.5 | 6 | 6 | SWC 0.5m 6/6 | Box06_Moist6 | Vol% | % | Box06_Moist6 [%] | SoilSoilmoisture0_5mAvg10Min_06_6 | 5ff73d4eb3b6d | Pedosphäre |  | Bodenfeuchte | Average |  | _06_6 | SoilNet GB Box 06 | 5 | 70 | 6 | 2014-07-29 11:28 |  |  | 644484.447 | 5766392.887 | 79.912 | Flag_0: maintenance; Flag_1: man_flag; Flag_2: undef; Flag_3: limits; Flag_4: Spike thresh=1 toler=0.3 length=60 |  | install_date | compare_precip rise_thres=8.0/h prec_thres=0.1/h prec_length=1h | MAD deriv=2 z=7 length=180d | constant length=5h eps=0.0001
soil water content 0.1m 7/1 | 0.1 | 7 | 1 | SWC 0.1m 7/1 | Box07_Moist1 | Vol% | % | Box07_Moist1 [%] | SoilSoilmoisture0_1mAvg10Min_07_1 | 7bb7c73f3d7ff | Pedosphäre |  | Bodenfeuchte | Average |  | _07_1 | SoilNet GB Box 07 | 5 | 70 | 7 | 2014-08-02 18:52 |  |  | 644511.531 | 5766351.665 | 79.401 | Flag_0: maintenance; Flag_1: man_flag; Flag_2: undef; Flag_3: limits; Flag_4: Spike thresh=1 toler=0.3 length=60 |  | install_date | compare_precip rise_thres=8.0/h prec_thres=0.1/h prec_length=1h | MAD deriv=2 z=7 length=180d | constant length=5h eps=0.0001
soil water content 0.15m 7/2 | 0.15 | 7 | 2 | SWC 0.15m 7/2 | Box07_Moist2 | Vol% | % | Box07_Moist2 [%] | SoilSoilmoisture0_15mAvg10Min_07_2 | 7bb7c73f3d7ff | Pedosphäre |  | Bodenfeuchte | Average |  | _07_2 | SoilNet GB Box 07 | 5 | 70 | 7 | 2014-08-02 18:52 |  |  | 644511.531 | 5766351.665 | 79.401 | Flag_0: maintenance; Flag_1: man_flag; Flag_2: undef; Flag_3: limits; Flag_4: Spike thresh=1 toler=0.3 length=60 |  | install_date | compare_precip rise_thres=8.0/h prec_thres=0.1/h prec_length=1h | MAD deriv=2 z=7 length=180d | constant length=5h eps=0.0001
soil water content 0.2m 7/3 | 0.2 | 7 | 3 | SWC 0.2m 7/3 | Box07_Moist3 | Vol% | % | Box07_Moist3 [%] | SoilSoilmoisture0_2mAvg10Min_07_3 | 7bb7c73f3d7ff | Pedosphäre |  | Bodenfeuchte | Average |  | _07_3 | SoilNet GB Box 07 | 5 | 70 | 7 | 2014-08-02 18:52 |  |  | 644511.531 | 5766351.665 | 79.401 | Flag_0: maintenance; Flag_1: man_flag; Flag_2: undef; Flag_3: limits; Flag_4: Spike thresh=1 toler=0.3 length=60 |  | install_date | compare_precip rise_thres=8.0/h prec_thres=0.1/h prec_length=1h | MAD deriv=2 z=7 length=180d | constant length=5h eps=0.0001
soil water content 0.3m 7/4 | 0.3 | 7 | 4 | SWC 0.3m 7/4 | Box07_Moist4 | Vol% | % | Box07_Moist4 [%] | SoilSoilmoisture0_3mAvg10Min_07_4 | 7bb7c73f3d7ff | Pedosphäre |  | Bodenfeuchte | Average |  | _07_4 | SoilNet GB Box 07 | 5 | 70 | 7 | 2014-08-02 18:52 |  |  | 644511.531 | 5766351.665 | 79.401 | Flag_0: maintenance; Flag_1: man_flag; Flag_2: undef; Flag_3: limits; Flag_4: Spike thresh=1 toler=0.3 length=60 |  | install_date | compare_precip rise_thres=8.0/h prec_thres=0.1/h prec_length=1h | MAD deriv=2 z=7 length=180d | constant length=5h eps=0.0001
soil water content 0.4m 7/5 | 0.4 | 7 | 5 | SWC 0.4m 7/5 | Box07_Moist5 | Vol% | % | Box07_Moist5 [%] | SoilSoilmoisture0_4mAvg10Min_07_5 | 7bb7c73f3d7ff | Pedosphäre |  | Bodenfeuchte | Average |  | _07_5 | SoilNet GB Box 07 | 5 | 70 | 7 | 2014-08-02 18:52 |  |  | 644511.531 | 5766351.665 | 79.401 | Flag_0: maintenance; Flag_1: man_flag; Flag_2: undef; Flag_3: limits; Flag_4: Spike thresh=1 toler=0.3 length=60 |  | install_date | compare_precip rise_thres=8.0/h prec_thres=0.1/h prec_length=1h | MAD deriv=2 z=7 length=180d | constant length=5h eps=0.0001
soil water content 0.5m 7/6 | 0.5 | 7 | 6 | SWC 0.5m 7/6 | Box07_Moist6 | Vol% | % | Box07_Moist6 [%] | SoilSoilmoisture0_5mAvg10Min_07_6 | 7bb7c73f3d7ff | Pedosphäre |  | Bodenfeuchte | Average |  | _07_6 | SoilNet GB Box 07 | 5 | 70 | 7 | 2014-08-02 18:52 |  |  | 644511.531 | 5766351.665 | 79.401 | Flag_0: maintenance; Flag_1: man_flag; Flag_2: undef; Flag_3: limits; Flag_4: Spike thresh=1 toler=0.3 length=60 |  | install_date | compare_precip rise_thres=8.0/h prec_thres=0.1/h prec_length=1h | MAD deriv=2 z=7 length=180d | constant length=5h eps=0.0001
soil water content 0.1m 8/1 | 0.1 | 8 | 1 | SWC 0.1m 8/1 | Box08_Moist1 | Vol% | % | Box08_Moist1 [%] | SoilSoilmoisture0_1mAvg10Min_08_1 | bf33e4a7c6ea8 | Pedosphäre |  | Bodenfeuchte | Average |  | _08_1 | SoilNet GB Box 08 | 5 | 70 |  | 2014-07-24 23:42 |  |  | 644534.427 | 5766479.311 | 80.174 | Flag_0: maintenance; Flag_1: man_flag; Flag_2: undef; Flag_3: limits; Flag_4: Spike thresh=1 toler=0.3 length=60 |  | install_date | compare_precip rise_thres=8.0/h prec_thres=0.1/h prec_length=1h | MAD deriv=2 z=7 length=180d | constant length=5h eps=0.0001
soil water content 0.15m 8/2 | 0.15 | 8 | 2 | SWC 0.15m 8/2 | Box08_Moist2 | Vol% | % | Box08_Moist2 [%] | SoilSoilmoisture0_15mAvg10Min_08_2 | bf33e4a7c6ea8 | Pedosphäre |  | Bodenfeuchte | Average |  | _08_2 | SoilNet GB Box 08 | 5 | 70 |  | 2014-07-24 23:42 |  |  | 644534.427 | 5766479.311 | 80.174 | Flag_0: maintenance; Flag_1: man_flag; Flag_2: undef; Flag_3: limits; Flag_4: Spike thresh=1 toler=0.3 length=60 |  | install_date | compare_precip rise_thres=8.0/h prec_thres=0.1/h prec_length=1h | MAD deriv=2 z=7 length=180d | constant length=5h eps=0.0001
soil water content 0.2m 8/3 | 0.2 | 8 | 3 | SWC 0.2m 8/3 | Box08_Moist3 | Vol% | % | Box08_Moist3 [%] | SoilSoilmoisture0_2mAvg10Min_08_3 | bf33e4a7c6ea8 | Pedosphäre |  | Bodenfeuchte | Average |  | _08_3 | SoilNet GB Box 08 | 5 | 70 |  | 2014-07-24 23:42 |  |  | 644534.427 | 5766479.311 | 80.174 | Flag_0: maintenance; Flag_1: man_flag; Flag_2: undef; Flag_3: limits; Flag_4: Spike thresh=1 toler=0.3 length=60 |  | install_date | compare_precip rise_thres=8.0/h prec_thres=0.1/h prec_length=1h | MAD deriv=2 z=7 length=180d | constant length=5h eps=0.0001
soil water content 0.3m 8/4 | 0.3 | 8 | 4 | SWC 0.3m 8/4 | Box08_Moist4 | Vol% | % | Box08_Moist4 [%] | SoilSoilmoisture0_3mAvg10Min_08_4 | bf33e4a7c6ea8 | Pedosphäre |  | Bodenfeuchte | Average |  | _08_4 | SoilNet GB Box 08 | 5 | 70 |  | 2014-07-24 23:42 |  |  | 644534.427 | 5766479.311 | 80.174 | Flag_0: maintenance; Flag_1: man_flag; Flag_2: undef; Flag_3: limits; Flag_4: Spike thresh=1 toler=0.3 length=60 |  | install_date | compare_precip rise_thres=8.0/h prec_thres=0.1/h prec_length=1h | MAD deriv=2 z=7 length=180d | constant length=5h eps=0.0001
soil water content 0.4m 8/5 | 0.4 | 8 | 5 | SWC 0.4m 8/5 | Box08_Moist5 | Vol% | % | Box08_Moist5 [%] | SoilSoilmoisture0_4mAvg10Min_08_5 | bf33e4a7c6ea8 | Pedosphäre |  | Bodenfeuchte | Average |  | _08_5 | SoilNet GB Box 08 | 5 | 70 |  | 2014-07-24 23:42 |  |  | 644534.427 | 5766479.311 | 80.174 | Flag_0: maintenance; Flag_1: man_flag; Flag_2: undef; Flag_3: limits; Flag_4: Spike thresh=1 toler=0.3 length=60 |  | install_date | compare_precip rise_thres=8.0/h prec_thres=0.1/h prec_length=1h | MAD deriv=2 z=7 length=180d | constant length=5h eps=0.0001
soil water content 0.5m 8/6 | 0.5 | 8 | 6 | SWC 0.5m 8/6 | Box08_Moist6 | Vol% | % | Box08_Moist6 [%] | SoilSoilmoisture0_5mAvg10Min_08_6 | bf33e4a7c6ea8 | Pedosphäre |  | Bodenfeuchte | Average |  | _08_6 | SoilNet GB Box 08 | 5 | 70 |  | 2014-07-24 23:42 |  |  | 644534.427 | 5766479.311 | 80.174 | Flag_0: maintenance; Flag_1: man_flag; Flag_2: undef; Flag_3: limits; Flag_4: Spike thresh=1 toler=0.3 length=60 |  | install_date | compare_precip rise_thres=8.0/h prec_thres=0.1/h prec_length=1h | MAD deriv=2 z=7 length=180d | constant length=5h eps=0.0001
soil water content 0.1m 9/1 | 0.1 | 9 | 1 | SWC 0.1m 9/1 | Box09_Moist1 | Vol% | % | Box09_Moist1 [%] | SoilSoilmoisture0_1mAvg10Min_09_1 | d71acb39af7e5 | Pedosphäre |  | Bodenfeuchte | Average |  | _09_1 | SoilNet GB Box 09 | 5 | 70 | 9 | 2014-07-29 08:04 |  |  | 644458.487 | 5766332.511 | 79.749 | Flag_0: maintenance; Flag_1: man_flag; Flag_2: undef; Flag_3: limits; Flag_4: Spike thresh=1 toler=0.3 length=60 |  | install_date | compare_precip rise_thres=8.0/h prec_thres=0.1/h prec_length=1h | MAD deriv=2 z=7 length=180d | constant length=5h eps=0.0001
soil water content 0.15m 9/2 | 0.15 | 9 | 2 | SWC 0.15m 9/2 | Box09_Moist2 | Vol% | % | Box09_Moist2 [%] | SoilSoilmoisture0_15mAvg10Min_09_2 | d71acb39af7e5 | Pedosphäre |  | Bodenfeuchte | Average |  | _09_2 | SoilNet GB Box 09 | 5 | 70 | 9 | 2014-07-29 08:04 |  |  | 644458.487 | 5766332.511 | 79.749 | Flag_0: maintenance; Flag_1: man_flag; Flag_2: undef; Flag_3: limits; Flag_4: Spike thresh=1 toler=0.3 length=60 |  | install_date | compare_precip rise_thres=8.0/h prec_thres=0.1/h prec_length=1h | MAD deriv=2 z=7 length=180d | constant length=5h eps=0.0001
soil water content 0.2m 9/3 | 0.2 | 9 | 3 | SWC 0.2m 9/3 | Box09_Moist3 | Vol% | % | Box09_Moist3 [%] | SoilSoilmoisture0_2mAvg10Min_09_3 | d71acb39af7e5 | Pedosphäre |  | Bodenfeuchte | Average |  | _09_3 | SoilNet GB Box 09 | 5 | 70 | 9 | 2014-07-29 08:04 |  |  | 644458.487 | 5766332.511 | 79.749 | Flag_0: maintenance; Flag_1: man_flag; Flag_2: undef; Flag_3: limits; Flag_4: Spike thresh=1 toler=0.3 length=60 |  | install_date | compare_precip rise_thres=8.0/h prec_thres=0.1/h prec_length=1h | MAD deriv=2 z=7 length=180d | constant length=5h eps=0.0001
soil water content 0.3m 9/4 | 0.3 | 9 | 4 | SWC 0.3m 9/4 | Box09_Moist4 | Vol% | % | Box09_Moist4 [%] | SoilSoilmoisture0_3mAvg10Min_09_4 | d71acb39af7e5 | Pedosphäre |  | Bodenfeuchte | Average |  | _09_4 | SoilNet GB Box 09 | 5 | 70 | 9 | 2014-07-29 08:04 |  |  | 644458.487 | 5766332.511 | 79.749 | Flag_0: maintenance; Flag_1: man_flag; Flag_2: undef; Flag_3: limits; Flag_4: Spike thresh=1 toler=0.3 length=60 |  | install_date | compare_precip rise_thres=8.0/h prec_thres=0.1/h prec_length=1h | MAD deriv=2 z=7 length=180d | constant length=5h eps=0.0001
soil water content 0.4m 9/5 | 0.4 | 9 | 5 | SWC 0.4m 9/5 | Box09_Moist5 | Vol% | % | Box09_Moist5 [%] | SoilSoilmoisture0_4mAvg10Min_09_5 | d71acb39af7e5 | Pedosphäre |  | Bodenfeuchte | Average |  | _09_5 | SoilNet GB Box 09 | 5 | 70 | 9 | 2014-07-29 08:04 |  |  | 644458.487 | 5766332.511 | 79.749 | Flag_0: maintenance; Flag_1: man_flag; Flag_2: undef; Flag_3: limits; Flag_4: Spike thresh=1 toler=0.3 length=60 |  | install_date | compare_precip rise_thres=8.0/h prec_thres=0.1/h prec_length=1h | MAD deriv=2 z=7 length=180d | constant length=5h eps=0.0001
soil water content 0.5m 9/6 | 0.5 | 9 | 6 | SWC 0.5m 9/6 | Box09_Moist6 | Vol% | % | Box09_Moist6 [%] | SoilSoilmoisture0_5mAvg10Min_09_6 | d71acb39af7e5 | Pedosphäre |  | Bodenfeuchte | Average |  | _09_6 | SoilNet GB Box 09 | 5 | 70 | 9 | 2014-07-29 08:04 |  |  | 644458.487 | 5766332.511 | 79.749 | Flag_0: maintenance; Flag_1: man_flag; Flag_2: undef; Flag_3: limits; Flag_4: Spike thresh=1 toler=0.3 length=60 |  | install_date | compare_precip rise_thres=8.0/h prec_thres=0.1/h prec_length=1h | MAD deriv=2 z=7 length=180d | constant length=5h eps=0.0001
soil water content 0.1m 10/1 | 0.1 | 10 | 1 | SWC 0.1m 10/1 | Box10_Moist1 | Vol% | % | Box10_Moist1 [%] | SoilSoilmoisture0_1mAvg10Min_10_1 | c46e7f6bc066a | Pedosphäre |  | Bodenfeuchte | Average |  | _10_1 | SoilNet GB Box 10 | 5 | 70 | 10 | 2014-07-29 12:32 |  |  | 644442.371 | 5766477.276 | 80.342 | Flag_0: maintenance; Flag_1: man_flag; Flag_2: undef; Flag_3: limits; Flag_4: Spike thresh=1 toler=0.3 length=60 |  | install_date | compare_precip rise_thres=8.0/h prec_thres=0.1/h prec_length=1h | MAD deriv=2 z=7 length=180d | constant length=5h eps=0.0001
soil water content 0.15m 10/2 | 0.15 | 10 | 2 | SWC 0.15m 10/2 | Box10_Moist2 | Vol% | % | Box10_Moist2 [%] | SoilSoilmoisture0_15mAvg10Min_10_2 | c46e7f6bc066a | Pedosphäre |  | Bodenfeuchte | Average |  | _10_2 | SoilNet GB Box 10 | 5 | 70 | 10 | 2014-07-29 12:32 |  |  | 644442.371 | 5766477.276 | 80.342 | Flag_0: maintenance; Flag_1: man_flag; Flag_2: undef; Flag_3: limits; Flag_4: Spike thresh=1 toler=0.3 length=60 |  | install_date | compare_precip rise_thres=8.0/h prec_thres=0.1/h prec_length=1h | MAD deriv=2 z=7 length=180d | constant length=5h eps=0.0001
soil water content 0.2m 10/3 | 0.2 | 10 | 3 | SWC 0.2m 10/3 | Box10_Moist3 | Vol% | % | Box10_Moist3 [%] | SoilSoilmoisture0_2mAvg10Min_10_3 | c46e7f6bc066a | Pedosphäre |  | Bodenfeuchte | Average |  | _10_3 | SoilNet GB Box 10 | 5 | 70 | 10 | 2014-07-29 12:32 |  |  | 644442.371 | 5766477.276 | 80.342 | Flag_0: maintenance; Flag_1: man_flag; Flag_2: undef; Flag_3: limits; Flag_4: Spike thresh=1 toler=0.3 length=60 |  | install_date | compare_precip rise_thres=8.0/h prec_thres=0.1/h prec_length=1h | MAD deriv=2 z=7 length=180d | constant length=5h eps=0.0001
soil water content 0.3m 10/4 | 0.3 | 10 | 4 | SWC 0.3m 10/4 | Box10_Moist4 | Vol% | % | Box10_Moist4 [%] | SoilSoilmoisture0_3mAvg10Min_10_4 | c46e7f6bc066a | Pedosphäre |  | Bodenfeuchte | Average |  | _10_4 | SoilNet GB Box 10 | 5 | 70 | 10 | 2014-07-29 12:32 |  |  | 644442.371 | 5766477.276 | 80.342 | Flag_0: maintenance; Flag_1: man_flag; Flag_2: undef; Flag_3: limits; Flag_4: Spike thresh=1 toler=0.3 length=60 |  | install_date | compare_precip rise_thres=8.0/h prec_thres=0.1/h prec_length=1h | MAD deriv=2 z=7 length=180d | constant length=5h eps=0.0001
soil water content 0.4m 10/5 | 0.4 | 10 | 5 | SWC 0.4m 10/5 | Box10_Moist5 | Vol% | % | Box10_Moist5 [%] | SoilSoilmoisture0_4mAvg10Min_10_5 | c46e7f6bc066a | Pedosphäre |  | Bodenfeuchte | Average |  | _10_5 | SoilNet GB Box 10 | 5 | 70 | 10 | 2014-07-29 12:32 |  |  | 644442.371 | 5766477.276 | 80.342 | Flag_0: maintenance; Flag_1: man_flag; Flag_2: undef; Flag_3: limits; Flag_4: Spike thresh=1 toler=0.3 length=60 |  | install_date | compare_precip rise_thres=8.0/h prec_thres=0.1/h prec_length=1h | MAD deriv=2 z=7 length=180d | constant length=5h eps=0.0001
soil water content 0.5m 10/6 | 0.5 | 10 | 6 | SWC 0.5m 10/6 | Box10_Moist6 | Vol% | % | Box10_Moist6 [%] | SoilSoilmoisture0_5mAvg10Min_10_6 | c46e7f6bc066a | Pedosphäre |  | Bodenfeuchte | Average |  | _10_6 | SoilNet GB Box 10 | 5 | 70 | 10 | 2014-07-29 12:32 |  |  | 644442.371 | 5766477.276 | 80.342 | Flag_0: maintenance; Flag_1: man_flag; Flag_2: undef; Flag_3: limits; Flag_4: Spike thresh=1 toler=0.3 length=60 |  | install_date | compare_precip rise_thres=8.0/h prec_thres=0.1/h prec_length=1h | MAD deriv=2 z=7 length=180d | constant length=5h eps=0.0001
soil water content 0.1m 11/1 | 0.1 | 11 | 1 | SWC 0.1m 11/1 | Box11_Moist1 | Vol% | % | Box11_Moist1 [%] | SoilSoilmoisture0_1mAvg10Min_11_1 | e650399ceea66 | Pedosphäre |  | Bodenfeuchte | Average |  | _11_1 | SoilNet GB Box 11 | 5 | 70 | 11 | 2014-07-29 12:27 |  |  | 644428.401 | 5766399.418 | 80.026 | Flag_0: maintenance; Flag_1: man_flag; Flag_2: undef; Flag_3: limits; Flag_4: Spike thresh=1 toler=0.3 length=60 |  | install_date | compare_precip rise_thres=8.0/h prec_thres=0.1/h prec_length=1h | MAD deriv=2 z=7 length=180d | constant length=5h eps=0.0001
soil water content 0.15m 11/2 | 0.15 | 11 | 2 | SWC 0.15m 11/2 | Box11_Moist2 | Vol% | % | Box11_Moist2 [%] | SoilSoilmoisture0_15mAvg10Min_11_2 | e650399ceea66 | Pedosphäre |  | Bodenfeuchte | Average |  | _11_2 | SoilNet GB Box 11 | 5 | 70 | 11 | 2014-07-29 12:27 |  |  | 644428.401 | 5766399.418 | 80.026 | Flag_0: maintenance; Flag_1: man_flag; Flag_2: undef; Flag_3: limits; Flag_4: Spike thresh=1 toler=0.3 length=60 |  | install_date | compare_precip rise_thres=8.0/h prec_thres=0.1/h prec_length=1h | MAD deriv=2 z=7 length=180d | constant length=5h eps=0.0001
soil water content 0.2m 11/3 | 0.2 | 11 | 3 | SWC 0.2m 11/3 | Box11_Moist3 | Vol% | % | Box11_Moist3 [%] | SoilSoilmoisture0_2mAvg10Min_11_3 | e650399ceea66 | Pedosphäre |  | Bodenfeuchte | Average |  | _11_3 | SoilNet GB Box 11 | 5 | 70 | 11 | 2014-07-29 12:27 |  |  | 644428.401 | 5766399.418 | 80.026 | Flag_0: maintenance; Flag_1: man_flag; Flag_2: undef; Flag_3: limits; Flag_4: Spike thresh=1 toler=0.3 length=60 |  | install_date | compare_precip rise_thres=8.0/h prec_thres=0.1/h prec_length=1h | MAD deriv=2 z=7 length=180d | constant length=5h eps=0.0001
soil water content 0.3m 11/4 | 0.3 | 11 | 4 | SWC 0.3m 11/4 | Box11_Moist4 | Vol% | % | Box11_Moist4 [%] | SoilSoilmoisture0_3mAvg10Min_11_4 | e650399ceea66 | Pedosphäre |  | Bodenfeuchte | Average |  | _11_4 | SoilNet GB Box 11 | 5 | 70 | 11 | 2014-07-29 12:27 |  |  | 644428.401 | 5766399.418 | 80.026 | Flag_0: maintenance; Flag_1: man_flag; Flag_2: undef; Flag_3: limits; Flag_4: Spike thresh=1 toler=0.3 length=60 |  | install_date | compare_precip rise_thres=8.0/h prec_thres=0.1/h prec_length=1h | MAD deriv=2 z=7 length=180d | constant length=5h eps=0.0001
soil water content 0.4m 11/5 | 0.4 | 11 | 5 | SWC 0.4m 11/5 | Box11_Moist5 | Vol% | % | Box11_Moist5 [%] | SoilSoilmoisture0_4mAvg10Min_11_5 | e650399ceea66 | Pedosphäre |  | Bodenfeuchte | Average |  | _11_5 | SoilNet GB Box 11 | 5 | 70 | 11 | 2014-07-29 12:27 |  |  | 644428.401 | 5766399.418 | 80.026 | Flag_0: maintenance; Flag_1: man_flag; Flag_2: undef; Flag_3: limits; Flag_4: Spike thresh=1 toler=0.3 length=60 |  | install_date | compare_precip rise_thres=8.0/h prec_thres=0.1/h prec_length=1h | MAD deriv=2 z=7 length=180d | constant length=5h eps=0.0001
soil water content 0.5m 11/6 | 0.5 | 11 | 6 | SWC 0.5m 11/6 | Box11_Moist6 | Vol% | % | Box11_Moist6 [%] | SoilSoilmoisture0_5mAvg10Min_11_6 | e650399ceea66 | Pedosphäre |  | Bodenfeuchte | Average |  | _11_6 | SoilNet GB Box 11 | 5 | 70 | 11 | 2014-07-29 12:27 |  |  | 644428.401 | 5766399.418 | 80.026 | Flag_0: maintenance; Flag_1: man_flag; Flag_2: undef; Flag_3: limits; Flag_4: Spike thresh=1 toler=0.3 length=60 |  | install_date | compare_precip rise_thres=8.0/h prec_thres=0.1/h prec_length=1h | MAD deriv=2 z=7 length=180d | constant length=5h eps=0.0001
soil water content 0.1m 12/1 | 0.1 | 13 | 1 | SWC 0.1m 12/1 | Box13_Moist1 | Vol% | % | Box13_Moist1 [%] | SoilSoilmoisture0_1mAvg10Min_12_1 | 979eff72d2c86 | Pedosphäre |  | Bodenfeuchte | Average |  | _12_1 | SoilNet GB Box 12 | 5 | 70 |  | 2014-07-29 07:32 |  | node between 12 and 13 | 644514.003 | 5766444.893 | 80.241 | Flag_0: maintenance; Flag_1: man_flag; Flag_2: undef; Flag_3: limits; Flag_4: Spike thresh=1 toler=0.3 length=60 |  | install_date | compare_precip rise_thres=8.0/h prec_thres=0.1/h prec_length=1h | MAD deriv=2 z=7 length=180d | constant length=5h eps=0.0001
soil water content 0.2m 12/2 | 0.2 | 13 | 2 | SWC 0.2m 12/2 | Box13_Moist2 | Vol% | % | Box13_Moist2 [%] | SoilSoilmoisture0_2mAvg10Min_12_2 | 979eff72d2c86 | Pedosphäre |  | Bodenfeuchte | Average |  | _12_2 | SoilNet GB Box 12 | 5 | 70 |  | 2014-07-29 07:32 |  |  | 644514.003 | 5766444.893 | 80.241 | Flag_0: maintenance; Flag_1: man_flag; Flag_2: undef; Flag_3: limits; Flag_4: Spike thresh=1 toler=0.3 length=60 |  | install_date | compare_precip rise_thres=8.0/h prec_thres=0.1/h prec_length=1h | MAD deriv=2 z=7 length=180d | constant length=5h eps=0.0001
soil water content 0.4m 12/3 | 0.4 | 13 | 3 | SWC 0.4m 12/3 | Box13_Moist3 | Vol% | % | Box13_Moist3 [%] | SoilSoilmoisture0_4mAvg10Min_12_3 | 979eff72d2c86 | Pedosphäre |  | Bodenfeuchte | Average |  | _12_3 | SoilNet GB Box 12 | 5 | 70 |  | 2014-07-29 07:32 |  |  | 644514.003 | 5766444.893 | 80.241 | Flag_0: maintenance; Flag_1: man_flag; Flag_2: undef; Flag_3: limits; Flag_4: Spike thresh=1 toler=0.3 length=60 |  | install_date | compare_precip rise_thres=8.0/h prec_thres=0.1/h prec_length=1h | MAD deriv=2 z=7 length=180d | constant length=5h eps=0.0001
soil water content 0.1m 13/4 | 0.1 | 13 | 4 | SWC 0.1m 13/4 | Box13_Moist4 | Vol% | % | Box13_Moist4 [%] | SoilSoilmoisture0_1mAvg10Min_13_4 | 979eff72d2c86 | Pedosphäre |  | Bodenfeuchte | Average |  | _13_4 | SoilNet GB Box 13 | 5 | 70 | 13 | 2014-07-29 07:32 |  |  | 644509.652 | 5766436.008 | 80.149 | Flag_0: maintenance; Flag_1: man_flag; Flag_2: undef; Flag_3: limits; Flag_4: Spike thresh=1 toler=0.3 length=60 |  | install_date | compare_precip rise_thres=8.0/h prec_thres=0.1/h prec_length=1h | MAD deriv=2 z=7 length=180d | constant length=5h eps=0.0001
soil water content 0.2m 13/5 | 0.2 | 13 | 5 | SWC 0.2m 13/5 | Box13_Moist5 | Vol% | % | Box13_Moist5 [%] | SoilSoilmoisture0_2mAvg10Min_13_5 | 979eff72d2c86 | Pedosphäre |  | Bodenfeuchte | Average |  | _13_5 | SoilNet GB Box 13 | 5 | 70 | 13 | 2014-07-29 07:32 |  |  | 644509.652 | 5766436.008 | 80.149 | Flag_0: maintenance; Flag_1: man_flag; Flag_2: undef; Flag_3: limits; Flag_4: Spike thresh=1 toler=0.3 length=60 |  | install_date | compare_precip rise_thres=8.0/h prec_thres=0.1/h prec_length=1h | MAD deriv=2 z=7 length=180d | constant length=5h eps=0.0001
soil water content 0.4m 13/6 | 0.4 | 13 | 6 | SWC 0.4m 13/6 | Box13_Moist6 | Vol% | % | Box13_Moist6 [%] | SoilSoilmoisture0_4mAvg10Min_13_6 | 979eff72d2c86 | Pedosphäre |  | Bodenfeuchte | Average |  | _13_6 | SoilNet GB Box 13 | 5 | 70 | 13 | 2014-07-29 07:32 |  |  | 644509.652 | 5766436.008 | 80.149 | Flag_0: maintenance; Flag_1: man_flag; Flag_2: undef; Flag_3: limits; Flag_4: Spike thresh=1 toler=0.3 length=60 |  | install_date | compare_precip rise_thres=8.0/h prec_thres=0.1/h prec_length=1h | MAD deriv=2 z=7 length=180d | constant length=5h eps=0.0001
soil water content 0.1m 14/1 | 0.1 | 14 | 1 | SWC 0.1m 14/1 | Box14_Moist1 | Vol% | % | Box14_Moist1 [%] | SoilSoilmoisture0_1mAvg10Min_14_1 | 47fde0b8c9fa8 | Pedosphäre |  | Bodenfeuchte | Average |  | _14_1 | SoilNet GB Box 14 | 5 | 70 | 14 | 2015-02-20 13:16 |  |  | 644255.908 | 5766475.019 | 80.089 | Flag_0: maintenance; Flag_1: man_flag; Flag_2: undef; Flag_3: limits; Flag_4: Spike thresh=1 toler=0.3 length=60 |  | install_date | compare_precip rise_thres=8.0/h prec_thres=0.1/h prec_length=1h | MAD deriv=2 z=7 length=180d | constant length=5h eps=0.0001
soil water content 0.15m 14/2 | 0.15 | 14 | 2 | SWC 0.15m 14/2 | Box14_Moist2 | Vol% | % | Box14_Moist2 [%] | SoilSoilmoisture0_15mAvg10Min_14_2 | 47fde0b8c9fa8 | Pedosphäre |  | Bodenfeuchte | Average |  | _14_2 | SoilNet GB Box 14 | 5 | 70 | 14 | 2015-02-20 13:16 |  |  | 644255.908 | 5766475.019 | 80.089 | Flag_0: maintenance; Flag_1: man_flag; Flag_2: undef; Flag_3: limits; Flag_4: Spike thresh=1 toler=0.3 length=60 |  | install_date | compare_precip rise_thres=8.0/h prec_thres=0.1/h prec_length=1h | MAD deriv=2 z=7 length=180d | constant length=5h eps=0.0001
soil water content 0.3m 14/3 | 0.3 | 14 | 3 | SWC 0.3m 14/3 | Box14_Moist3 | Vol% | % | Box14_Moist3 [%] | SoilSoilmoisture0_3mAvg10Min_14_3 | 47fde0b8c9fa8 | Pedosphäre |  | Bodenfeuchte | Average |  | _14_3 | SoilNet GB Box 14 | 5 | 70 | 14 | 2015-02-20 13:16 |  |  | 644255.908 | 5766475.019 | 80.089 | Flag_0: maintenance; Flag_1: man_flag; Flag_2: undef; Flag_3: limits; Flag_4: Spike thresh=1 toler=0.3 length=60 |  | install_date | compare_precip rise_thres=8.0/h prec_thres=0.1/h prec_length=1h | MAD deriv=2 z=7 length=180d | constant length=5h eps=0.0001
soil water content 0.2m 14/4 | 0.2 | 14 | 4 | SWC 0.2m 14/4 | Box14_Moist4 | Vol% | % | Box14_Moist4 [%] | SoilSoilmoisture0_2mAvg10Min_14_4 | 47fde0b8c9fa8 | Pedosphäre |  | Bodenfeuchte | Average |  | _14_4 | SoilNet GB Box 14 | 5 | 70 | 14 | 2015-02-20 13:16 |  | Tiefe stimmt tatsächlich so! | 644255.908 | 5766475.019 | 80.089 | Flag_0: maintenance; Flag_1: man_flag; Flag_2: undef; Flag_3: limits; Flag_4: Spike thresh=1 toler=0.3 length=60 |  | install_date | compare_precip rise_thres=8.0/h prec_thres=0.1/h prec_length=1h | MAD deriv=2 z=7 length=180d | constant length=5h eps=0.0001
soil water content 0.4m 14/5 | 0.4 | 14 | 5 | SWC 0.4m 14/5 | Box14_Moist5 | Vol% | % | Box14_Moist5 [%] | SoilSoilmoisture0_4mAvg10Min_14_5 | 47fde0b8c9fa8 | Pedosphäre |  | Bodenfeuchte | Average |  | _14_5 | SoilNet GB Box 14 | 5 | 70 | 14 | 2015-02-20 13:16 |  |  | 644255.908 | 5766475.019 | 80.089 | Flag_0: maintenance; Flag_1: man_flag; Flag_2: undef; Flag_3: limits; Flag_4: Spike thresh=1 toler=0.3 length=60 |  | install_date | compare_precip rise_thres=8.0/h prec_thres=0.1/h prec_length=1h | MAD deriv=2 z=7 length=180d | constant length=5h eps=0.0001
soil water content 0.5m 14/6 | 0.5 | 14 | 6 | SWC 0.5m 14/6 | Box14_Moist6 | Vol% | % | Box14_Moist6 [%] | SoilSoilmoisture0_5mAvg10Min_14_6 | 47fde0b8c9fa8 | Pedosphäre |  | Bodenfeuchte | Average |  | _14_6 | SoilNet GB Box 14 | 5 | 70 | 14 | 2015-02-20 13:16 |  |  | 644255.908 | 5766475.019 | 80.089 | Flag_0: maintenance; Flag_1: man_flag; Flag_2: undef; Flag_3: limits; Flag_4: Spike thresh=1 toler=0.3 length=60 |  | install_date | compare_precip rise_thres=8.0/h prec_thres=0.1/h prec_length=1h | MAD deriv=2 z=7 length=180d | constant length=5h eps=0.0001
soil water content 0.1m 15/1 | 0.1 | 15 | 1 | SWC 0.1m 15/1 | Box15_Moist1 | Vol% | % | Box15_Moist1 [%] | SoilSoilmoisture0_1mAvg10Min_15_1 | 2b77615e39c1a | Pedosphäre |  | Bodenfeuchte | Average |  | _15_1 | SoilNet GB Box 15 | 5 | 70 | 15 | 2015-02-20 11:00 |  | node 15 | 644296.815 | 5766440.704 | 79.644 | Flag_0: maintenance; Flag_1: man_flag; Flag_2: undef; Flag_3: limits; Flag_4: Spike thresh=1 toler=0.3 length=60 |  | install_date | compare_precip rise_thres=8.0/h prec_thres=0.1/h prec_length=1h | MAD deriv=2 z=7 length=180d | constant length=5h eps=0.0001
soil water content 0.2m 15/2 | 0.2 | 15 | 2 | SWC 0.2m 15/2 | Box15_Moist2 | Vol% | % | Box15_Moist2 [%] | SoilSoilmoisture0_2mAvg10Min_15_2 | 2b77615e39c1a | Pedosphäre |  | Bodenfeuchte | Average |  | _15_2 | SoilNet GB Box 15 | 5 | 70 | 15 | 2015-02-20 11:00 |  |  | 644296.815 | 5766440.704 | 79.644 | Flag_0: maintenance; Flag_1: man_flag; Flag_2: undef; Flag_3: limits; Flag_4: Spike thresh=1 toler=0.3 length=60 |  | install_date | compare_precip rise_thres=8.0/h prec_thres=0.1/h prec_length=1h | MAD deriv=2 z=7 length=180d | constant length=5h eps=0.0001
soil water content 0.4m 15/3 | 0.4 | 15 | 3 | SWC 0.4m 15/3 | Box15_Moist3 | Vol% | % | Box15_Moist3 [%] | SoilSoilmoisture0_4mAvg10Min_15_3 | 2b77615e39c1a | Pedosphäre |  | Bodenfeuchte | Average |  | _15_3 | SoilNet GB Box 15 | 5 | 70 | 15 | 2015-02-20 11:00 |  |  | 644296.815 | 5766440.704 | 79.644 | Flag_0: maintenance; Flag_1: man_flag; Flag_2: undef; Flag_3: limits; Flag_4: Spike thresh=1 toler=0.3 length=60 |  | install_date | compare_precip rise_thres=8.0/h prec_thres=0.1/h prec_length=1h | MAD deriv=2 z=7 length=180d | constant length=5h eps=0.0001
soil water content 0.1m 16/4 | 0.1 | 15 | 4 | SWC 0.1m 16/4 | Box15_Moist4 | Vol% | % | Box15_Moist4 [%] | SoilSoilmoisture0_1mAvg10Min_16_4 | 2b77615e39c1a | Pedosphäre |  | Bodenfeuchte | Average |  | _16_4 | SoilNet GB Box 16 | 5 | 70 |  | 2015-02-20 11:00 |  |  | 644293.287 | 5766434.007 | 79.414 | Flag_0: maintenance; Flag_1: man_flag; Flag_2: undef; Flag_3: limits; Flag_4: Spike thresh=1 toler=0.3 length=60 |  | install_date | compare_precip rise_thres=8.0/h prec_thres=0.1/h prec_length=1h | MAD deriv=2 z=7 length=180d | constant length=5h eps=0.0001
soil water content 0.2m 16/5 | 0.2 | 15 | 5 | SWC 0.2m 16/5 | Box15_Moist5 | Vol% | % | Box15_Moist5 [%] | SoilSoilmoisture0_2mAvg10Min_16_5 | 2b77615e39c1a | Pedosphäre |  | Bodenfeuchte | Average |  | _16_5 | SoilNet GB Box 16 | 5 | 70 |  | 2015-02-20 11:00 |  |  | 644293.287 | 5766434.007 | 79.414 | Flag_0: maintenance; Flag_1: man_flag; Flag_2: undef; Flag_3: limits; Flag_4: Spike thresh=1 toler=0.3 length=60 |  | install_date | compare_precip rise_thres=8.0/h prec_thres=0.1/h prec_length=1h | MAD deriv=2 z=7 length=180d | constant length=5h eps=0.0001
soil water content 0.4m 16/6 | 0.4 | 15 | 6 | SWC 0.4m 16/6 | Box15_Moist6 | Vol% | % | Box15_Moist6 [%] | SoilSoilmoisture0_4mAvg10Min_16_6 | 2b77615e39c1a | Pedosphäre |  | Bodenfeuchte | Average |  | _16_6 | SoilNet GB Box 16 | 5 | 70 |  | 2015-02-20 11:00 |  |  | 644293.287 | 5766434.007 | 79.414 | Flag_0: maintenance; Flag_1: man_flag; Flag_2: undef; Flag_3: limits; Flag_4: Spike thresh=1 toler=0.3 length=60 |  | install_date | compare_precip rise_thres=8.0/h prec_thres=0.1/h prec_length=1h | MAD deriv=2 z=7 length=180d | constant length=5h eps=0.0001
soil water content 0.1m 17/1 | 0.1 | 17 | 1 | SWC 0.1m 17/1 | Box17_Moist1 | Vol% | % | Box17_Moist1 [%] | SoilSoilmoisture0_1mAvg10Min_17_1 | 0f142220d2e04 | Pedosphäre |  | Bodenfeuchte | Average |  | _17_1 | SoilNet GB Box 17 | 5 | 70 | 17 | 2014-07-29 12:30 |  |  | 644255.712 | 5766392.479 | 80.236 | Flag_0: maintenance; Flag_1: man_flag; Flag_2: undef; Flag_3: limits; Flag_4: Spike thresh=1 toler=0.3 length=60 |  | install_date | compare_precip rise_thres=8.0/h prec_thres=0.1/h prec_length=1h | MAD deriv=2 z=7 length=180d | constant length=5h eps=0.0001
soil water content 0.15m 17/2 | 0.15 | 17 | 2 | SWC 0.15m 17/2 | Box17_Moist2 | Vol% | % | Box17_Moist2 [%] | SoilSoilmoisture0_15mAvg10Min_17_2 | 0f142220d2e04 | Pedosphäre |  | Bodenfeuchte | Average |  | _17_2 | SoilNet GB Box 17 | 5 | 70 | 17 | 2014-07-29 12:30 |  |  | 644255.712 | 5766392.479 | 80.236 | Flag_0: maintenance; Flag_1: man_flag; Flag_2: undef; Flag_3: limits; Flag_4: Spike thresh=1 toler=0.3 length=60 |  | install_date | compare_precip rise_thres=8.0/h prec_thres=0.1/h prec_length=1h | MAD deriv=2 z=7 length=180d | constant length=5h eps=0.0001
soil water content 0.2m 17/3 | 0.2 | 17 | 3 | SWC 0.2m 17/3 | Box17_Moist3 | Vol% | % | Box17_Moist3 [%] | SoilSoilmoisture0_2mAvg10Min_17_3 | 0f142220d2e04 | Pedosphäre |  | Bodenfeuchte | Average |  | _17_3 | SoilNet GB Box 17 | 5 | 70 | 17 | 2014-07-29 12:30 |  |  | 644255.712 | 5766392.479 | 80.236 | Flag_0: maintenance; Flag_1: man_flag; Flag_2: undef; Flag_3: limits; Flag_4: Spike thresh=1 toler=0.3 length=60 |  | install_date | compare_precip rise_thres=8.0/h prec_thres=0.1/h prec_length=1h | MAD deriv=2 z=7 length=180d | constant length=5h eps=0.0001
soil water content 0.3m 17/4 | 0.3 | 17 | 4 | SWC 0.3m 17/4 | Box17_Moist4 | Vol% | % | Box17_Moist4 [%] | SoilSoilmoisture0_3mAvg10Min_17_4 | 0f142220d2e04 | Pedosphäre |  | Bodenfeuchte | Average |  | _17_4 | SoilNet GB Box 17 | 5 | 70 | 17 | 2014-07-29 12:30 |  |  | 644255.712 | 5766392.479 | 80.236 | Flag_0: maintenance; Flag_1: man_flag; Flag_2: undef; Flag_3: limits; Flag_4: Spike thresh=1 toler=0.3 length=60 |  | install_date | compare_precip rise_thres=8.0/h prec_thres=0.1/h prec_length=1h | MAD deriv=2 z=7 length=180d | constant length=5h eps=0.0001
soil water content 0.4m 17/5 | 0.4 | 17 | 5 | SWC 0.4m 17/5 | Box17_Moist5 | Vol% | % | Box17_Moist5 [%] | SoilSoilmoisture0_4mAvg10Min_17_5 | 0f142220d2e04 | Pedosphäre |  | Bodenfeuchte | Average |  | _17_5 | SoilNet GB Box 17 | 5 | 70 | 17 | 2014-07-29 12:30 |  |  | 644255.712 | 5766392.479 | 80.236 | Flag_0: maintenance; Flag_1: man_flag; Flag_2: undef; Flag_3: limits; Flag_4: Spike thresh=1 toler=0.3 length=60 |  | install_date | compare_precip rise_thres=8.0/h prec_thres=0.1/h prec_length=1h | MAD deriv=2 z=7 length=180d | constant length=5h eps=0.0001
soil water content 0.5m 17/6 | 0.5 | 17 | 6 | SWC 0.5m 17/6 | Box17_Moist6 | Vol% | % | Box17_Moist6 [%] | SoilSoilmoisture0_5mAvg10Min_17_6 | 0f142220d2e04 | Pedosphäre |  | Bodenfeuchte | Average |  | _17_6 | SoilNet GB Box 17 | 5 | 70 | 17 | 2014-07-29 12:30 |  |  | 644255.712 | 5766392.479 | 80.236 | Flag_0: maintenance; Flag_1: man_flag; Flag_2: undef; Flag_3: limits; Flag_4: Spike thresh=1 toler=0.3 length=60 |  | install_date | compare_precip rise_thres=8.0/h prec_thres=0.1/h prec_length=1h | MAD deriv=2 z=7 length=180d | constant length=5h eps=0.0001
soil water content 0.1m 18/1 | 0.1 | 18 | 1 | SWC 0.1m 18/1 | Box18_Moist1 | Vol% | % | Box18_Moist1 [%] | SoilSoilmoisture0_1mAvg10Min_18_1 | 518f75c2a90dc | Pedosphäre |  | Bodenfeuchte | Average |  | _18_1 | SoilNet GB Box 18 | 5 | 70 | 18 | 2014-08-24 13:09 |  |  | 644337.397 | 5766400.597 | 79.328 | Flag_0: maintenance; Flag_1: man_flag; Flag_2: undef; Flag_3: limits; Flag_4: Spike thresh=1 toler=0.3 length=60 |  | install_date | compare_precip rise_thres=8.0/h prec_thres=0.1/h prec_length=1h | MAD deriv=2 z=7 length=180d | constant length=5h eps=0.0001
soil water content 0.15m 18/2 | 0.15 | 18 | 2 | SWC 0.15m 18/2 | Box18_Moist2 | Vol% | % | Box18_Moist2 [%] | SoilSoilmoisture0_15mAvg10Min_18_2 | 518f75c2a90dc | Pedosphäre |  | Bodenfeuchte | Average |  | _18_2 | SoilNet GB Box 18 | 5 | 70 | 18 | 2014-08-24 13:09 |  |  | 644337.397 | 5766400.597 | 79.328 | Flag_0: maintenance; Flag_1: man_flag; Flag_2: undef; Flag_3: limits; Flag_4: Spike thresh=1 toler=0.3 length=60 |  | install_date | compare_precip rise_thres=8.0/h prec_thres=0.1/h prec_length=1h | MAD deriv=2 z=7 length=180d | constant length=5h eps=0.0001
soil water content 0.2m 18/3 | 0.2 | 18 | 3 | SWC 0.2m 18/3 | Box18_Moist3 | Vol% | % | Box18_Moist3 [%] | SoilSoilmoisture0_2mAvg10Min_18_3 | 518f75c2a90dc | Pedosphäre |  | Bodenfeuchte | Average |  | _18_3 | SoilNet GB Box 18 | 5 | 70 | 18 | 2014-08-24 13:09 |  |  | 644337.397 | 5766400.597 | 79.328 | Flag_0: maintenance; Flag_1: man_flag; Flag_2: undef; Flag_3: limits; Flag_4: Spike thresh=1 toler=0.3 length=60 |  | install_date | compare_precip rise_thres=8.0/h prec_thres=0.1/h prec_length=1h | MAD deriv=2 z=7 length=180d | constant length=5h eps=0.0001
soil water content 0.3m 18/4 | 0.3 | 18 | 4 | SWC 0.3m 18/4 | Box18_Moist4 | Vol% | % | Box18_Moist4 [%] | SoilSoilmoisture0_3mAvg10Min_18_4 | 518f75c2a90dc | Pedosphäre |  | Bodenfeuchte | Average |  | _18_4 | SoilNet GB Box 18 | 5 | 70 | 18 | 2014-08-24 13:09 |  |  | 644337.397 | 5766400.597 | 79.328 | Flag_0: maintenance; Flag_1: man_flag; Flag_2: undef; Flag_3: limits; Flag_4: Spike thresh=1 toler=0.3 length=60 |  | install_date | compare_precip rise_thres=8.0/h prec_thres=0.1/h prec_length=1h | MAD deriv=2 z=7 length=180d | constant length=5h eps=0.0001
soil water content 0.4m 18/5 | 0.4 | 18 | 5 | SWC 0.4m 18/5 | Box18_Moist5 | Vol% | % | Box18_Moist5 [%] | SoilSoilmoisture0_4mAvg10Min_18_5 | 518f75c2a90dc | Pedosphäre |  | Bodenfeuchte | Average |  | _18_5 | SoilNet GB Box 18 | 5 | 70 | 18 | 2014-08-24 13:09 |  |  | 644337.397 | 5766400.597 | 79.328 | Flag_0: maintenance; Flag_1: man_flag; Flag_2: undef; Flag_3: limits; Flag_4: Spike thresh=1 toler=0.3 length=60 |  | install_date | compare_precip rise_thres=8.0/h prec_thres=0.1/h prec_length=1h | MAD deriv=2 z=7 length=180d | constant length=5h eps=0.0001
soil water content 0.5m 18/6 | 0.5 | 18 | 6 | SWC 0.5m 18/6 | Box18_Moist6 | Vol% | % | Box18_Moist6 [%] | SoilSoilmoisture0_5mAvg10Min_18_6 | 518f75c2a90dc | Pedosphäre |  | Bodenfeuchte | Average |  | _18_6 | SoilNet GB Box 18 | 5 | 70 | 18 | 2014-08-24 13:09 |  |  | 644337.397 | 5766400.597 | 79.328 | Flag_0: maintenance; Flag_1: man_flag; Flag_2: undef; Flag_3: limits; Flag_4: Spike thresh=1 toler=0.3 length=60 |  | install_date | compare_precip rise_thres=8.0/h prec_thres=0.1/h prec_length=1h | MAD deriv=2 z=7 length=180d | constant length=5h eps=0.0001
soil water content 0.05m 19/1 | 0.05 | 19 | 1 | SWC 0.05m 19/1 | Box19_Moist1 | Vol% | % | Box19_Moist1 [%] | SoilSoilmoisture0_05mAvg10Min_19_1 | 7cff0d397b389 | Pedosphäre |  | Bodenfeuchte | Average |  | _19_1 | SoilNet GB Box 19 | 5 | 70 | 19 | 2015-01-14 16:08 |  |  | 644343.912 | 5766515.004 | 79.458 | Flag_0: maintenance; Flag_1: man_flag; Flag_2: undef; Flag_3: limits; Flag_4: Spike thresh=1 toler=0.3 length=60 |  | install_date | compare_precip rise_thres=8.0/h prec_thres=0.1/h prec_length=1h | MAD deriv=2 z=7 length=180d | constant length=5h eps=0.0001
soil water content 0.1m 19/2 | 0.1 | 19 | 2 | SWC 0.1m 19/2 | Box19_Moist2 | Vol% | % | Box19_Moist2 [%] | SoilSoilmoisture0_1mAvg10Min_19_2 | 7cff0d397b389 | Pedosphäre |  | Bodenfeuchte | Average |  | _19_2 | SoilNet GB Box 19 | 5 | 70 | 19 | 2015-01-14 16:08 |  |  | 644343.912 | 5766515.004 | 79.458 | Flag_0: maintenance; Flag_1: man_flag; Flag_2: undef; Flag_3: limits; Flag_4: Spike thresh=1 toler=0.3 length=60 |  | install_date | compare_precip rise_thres=8.0/h prec_thres=0.1/h prec_length=1h | MAD deriv=2 z=7 length=180d | constant length=5h eps=0.0001
soil water content 0.2m 19/3 | 0.2 | 19 | 3 | SWC 0.2m 19/3 | Box19_Moist3 | Vol% | % | Box19_Moist3 [%] | SoilSoilmoisture0_2mAvg10Min_19_3 | 7cff0d397b389 | Pedosphäre |  | Bodenfeuchte | Average |  | _19_3 | SoilNet GB Box 19 | 5 | 70 | 19 | 2015-01-14 16:08 |  |  | 644343.912 | 5766515.004 | 79.458 | Flag_0: maintenance; Flag_1: man_flag; Flag_2: undef; Flag_3: limits; Flag_4: Spike thresh=1 toler=0.3 length=60 |  | install_date | compare_precip rise_thres=8.0/h prec_thres=0.1/h prec_length=1h | MAD deriv=2 z=7 length=180d | constant length=5h eps=0.0001
soil water content 0.3m 19/4 | 0.3 | 19 | 4 | SWC 0.3m 19/4 | Box19_Moist4 | Vol% | % | Box19_Moist4 [%] | SoilSoilmoisture0_3mAvg10Min_19_4 | 7cff0d397b389 | Pedosphäre |  | Bodenfeuchte | Average |  | _19_4 | SoilNet GB Box 19 | 5 | 70 | 19 | 2015-01-14 16:08 |  |  | 644343.912 | 5766515.004 | 79.458 | Flag_0: maintenance; Flag_1: man_flag; Flag_2: undef; Flag_3: limits; Flag_4: Spike thresh=1 toler=0.3 length=60 |  | install_date | compare_precip rise_thres=8.0/h prec_thres=0.1/h prec_length=1h | MAD deriv=2 z=7 length=180d | constant length=5h eps=0.0001
soil water content 0.4m 19/5 | 0.4 | 19 | 5 | SWC 0.4m 19/5 | Box19_Moist5 | Vol% | % | Box19_Moist5 [%] | SoilSoilmoisture0_4mAvg10Min_19_5 | 7cff0d397b389 | Pedosphäre |  | Bodenfeuchte | Average |  | _19_5 | SoilNet GB Box 19 | 5 | 70 | 19 | 2015-01-14 16:08 |  |  | 644343.912 | 5766515.004 | 79.458 | Flag_0: maintenance; Flag_1: man_flag; Flag_2: undef; Flag_3: limits; Flag_4: Spike thresh=1 toler=0.3 length=60 |  | install_date | compare_precip rise_thres=8.0/h prec_thres=0.1/h prec_length=1h | MAD deriv=2 z=7 length=180d | constant length=5h eps=0.0001
soil water content 0.4m 19/6 | 0.4 | 19 | 6 | SWC 0.4m 19/6 | Box19_Moist6 | Vol% | % | Box19_Moist6 [%] | SoilSoilmoisture0_4mAvg10Min_19_6 | 7cff0d397b389 | Pedosphäre |  | Bodenfeuchte | Average |  | _19_6 | SoilNet GB Box 19 | 5 | 70 | 19 | 2015-01-14 16:08 |  |  | 644343.912 | 5766515.004 | 79.458 | Flag_0: maintenance; Flag_1: man_flag; Flag_2: undef; Flag_3: limits; Flag_4: Spike thresh=1 toler=0.3 length=60 |  | install_date | compare_precip rise_thres=8.0/h prec_thres=0.1/h prec_length=1h | MAD deriv=2 z=7 length=180d | constant length=5h eps=0.0001
soil water content 0.1m 20/1 | 0.1 | 20 | 1 | SWC 0.1m 20/1 | Box20_Moist1 | Vol% | % | Box20_Moist1 [%] | SoilSoilmoisture0_1mAvg10Min_20_1 | 95c79f5c1dd2d | Pedosphäre |  | Bodenfeuchte | Average |  | _20_1 | SoilNet GB Box 20 | 5 | 70 |  | 2015-05-13 10:13 |  |  | 644286.369 | 5766518.79 | 79.426 | Flag_0: maintenance; Flag_1: man_flag; Flag_2: undef; Flag_3: limits; Flag_4: Spike thresh=1 toler=0.3 length=60 |  | install_date | compare_precip rise_thres=8.0/h prec_thres=0.1/h prec_length=1h | MAD deriv=2 z=7 length=180d | constant length=5h eps=0.0001
soil water content 0.15m 20/2 | 0.15 | 20 | 2 | SWC 0.15m 20/2 | Box20_Moist2 | Vol% | % | Box20_Moist2 [%] | SoilSoilmoisture0_15mAvg10Min_20_2 | 95c79f5c1dd2d | Pedosphäre |  | Bodenfeuchte | Average |  | _20_2 | SoilNet GB Box 20 | 5 | 70 |  | 2015-05-13 10:13 |  |  | 644286.369 | 5766518.79 | 79.426 | Flag_0: maintenance; Flag_1: man_flag; Flag_2: undef; Flag_3: limits; Flag_4: Spike thresh=1 toler=0.3 length=60 |  | install_date | compare_precip rise_thres=8.0/h prec_thres=0.1/h prec_length=1h | MAD deriv=2 z=7 length=180d | constant length=5h eps=0.0001
soil water content 0.2m 20/3 | 0.2 | 20 | 3 | SWC 0.2m 20/3 | Box20_Moist3 | Vol% | % | Box20_Moist3 [%] | SoilSoilmoisture0_2mAvg10Min_20_3 | 95c79f5c1dd2d | Pedosphäre |  | Bodenfeuchte | Average |  | _20_3 | SoilNet GB Box 20 | 5 | 70 |  | 2015-05-13 10:13 |  |  | 644286.369 | 5766518.79 | 79.426 | Flag_0: maintenance; Flag_1: man_flag; Flag_2: undef; Flag_3: limits; Flag_4: Spike thresh=1 toler=0.3 length=60 |  | install_date | compare_precip rise_thres=8.0/h prec_thres=0.1/h prec_length=1h | MAD deriv=2 z=7 length=180d | constant length=5h eps=0.0001
soil water content 0.3m 20/4 | 0.3 | 20 | 4 | SWC 0.3m 20/4 | Box20_Moist4 | Vol% | % | Box20_Moist4 [%] | SoilSoilmoisture0_3mAvg10Min_20_4 | 95c79f5c1dd2d | Pedosphäre |  | Bodenfeuchte | Average |  | _20_4 | SoilNet GB Box 20 | 5 | 70 |  | 2015-05-13 10:13 |  |  | 644286.369 | 5766518.79 | 79.426 | Flag_0: maintenance; Flag_1: man_flag; Flag_2: undef; Flag_3: limits; Flag_4: Spike thresh=1 toler=0.3 length=60 |  | install_date | compare_precip rise_thres=8.0/h prec_thres=0.1/h prec_length=1h | MAD deriv=2 z=7 length=180d | constant length=5h eps=0.0001
soil water content 0.4m 20/5 | 0.4 | 20 | 5 | SWC 0.4m 20/5 | Box20_Moist5 | Vol% | % | Box20_Moist5 [%] | SoilSoilmoisture0_4mAvg10Min_20_5 | 95c79f5c1dd2d | Pedosphäre |  | Bodenfeuchte | Average |  | _20_5 | SoilNet GB Box 20 | 5 | 70 |  | 2015-05-13 10:13 |  |  | 644286.369 | 5766518.79 | 79.426 | Flag_0: maintenance; Flag_1: man_flag; Flag_2: undef; Flag_3: limits; Flag_4: Spike thresh=1 toler=0.3 length=60 |  | install_date | compare_precip rise_thres=8.0/h prec_thres=0.1/h prec_length=1h | MAD deriv=2 z=7 length=180d | constant length=5h eps=0.0001
soil water content 0.5m 20/6 | 0.5 | 20 | 6 | SWC 0.5m 20/6 | Box20_Moist6 | Vol% | % | Box20_Moist6 [%] | SoilSoilmoisture0_5mAvg10Min_20_6 | 95c79f5c1dd2d | Pedosphäre |  | Bodenfeuchte | Average |  | _20_6 | SoilNet GB Box 20 | 5 | 70 |  | 2015-05-13 10:13 |  |  | 644286.369 | 5766518.79 | 79.426 | Flag_0: maintenance; Flag_1: man_flag; Flag_2: undef; Flag_3: limits; Flag_4: Spike thresh=1 toler=0.3 length=60 |  | install_date | compare_precip rise_thres=8.0/h prec_thres=0.1/h prec_length=1h | MAD deriv=2 z=7 length=180d | constant length=5h eps=0.0001
soil water content 0.1m 21/1 | 0.1 | 21 | 1 | SWC 0.1m 21/1 | Box21_Moist1 | Vol% | % | Box21_Moist1 [%] | SoilSoilmoisture0_1mAvg10Min_21_1 | e88369ed0f61d | Pedosphäre |  | Bodenfeuchte | Average |  | _21_1 | SoilNet GB Box 21 | 5 | 70 | 21 | 2015-01-14 16:01 |  |  | 644340.328 | 5766427.451 | 79.919 | Flag_0: maintenance; Flag_1: man_flag; Flag_2: undef; Flag_3: limits; Flag_4: Spike thresh=1 toler=0.3 length=60 |  | install_date | compare_precip rise_thres=8.0/h prec_thres=0.1/h prec_length=1h | MAD deriv=2 z=7 length=180d | constant length=5h eps=0.0001
soil water content 0.2m 21/2 | 0.2 | 21 | 2 | SWC 0.2m 21/2 | Box21_Moist2 | Vol% | % | Box21_Moist2 [%] | SoilSoilmoisture0_2mAvg10Min_21_2 | e88369ed0f61d | Pedosphäre |  | Bodenfeuchte | Average |  | _21_2 | SoilNet GB Box 21 | 5 | 70 | 21 | 2015-01-14 16:01 |  |  | 644340.328 | 5766427.451 | 79.919 | Flag_0: maintenance; Flag_1: man_flag; Flag_2: undef; Flag_3: limits; Flag_4: Spike thresh=1 toler=0.3 length=60 |  | install_date | compare_precip rise_thres=8.0/h prec_thres=0.1/h prec_length=1h | MAD deriv=2 z=7 length=180d | constant length=5h eps=0.0001
soil water content 0.4m 21/3 | 0.4 | 21 | 3 | SWC 0.4m 21/3 | Box21_Moist3 | Vol% | % | Box21_Moist3 [%] | SoilSoilmoisture0_4mAvg10Min_21_3 | e88369ed0f61d | Pedosphäre |  | Bodenfeuchte | Average |  | _21_3 | SoilNet GB Box 21 | 5 | 70 | 21 | 2015-01-14 16:01 |  |  | 644340.328 | 5766427.451 | 79.919 | Flag_0: maintenance; Flag_1: man_flag; Flag_2: undef; Flag_3: limits; Flag_4: Spike thresh=1 toler=0.3 length=60 |  | install_date | compare_precip rise_thres=8.0/h prec_thres=0.1/h prec_length=1h | MAD deriv=2 z=7 length=180d | constant length=5h eps=0.0001
soil water content 0.1m 22/4 | 0.1 | 21 | 4 | SWC 0.1m 22/4 | Box21_Moist4 | Vol% | % | Box21_Moist4 [%] | SoilSoilmoisture0_1mAvg10Min_22_4 | e88369ed0f61d | Pedosphäre |  | Bodenfeuchte | Average |  | _22_4 | SoilNet GB Box 22 | 5 | 70 | 22 | 2015-01-14 16:01 |  |  | 644347.461 | 5766428.185 | 79.932 | Flag_0: maintenance; Flag_1: man_flag; Flag_2: undef; Flag_3: limits; Flag_4: Spike thresh=1 toler=0.3 length=60 |  | install_date | compare_precip rise_thres=8.0/h prec_thres=0.1/h prec_length=1h | MAD deriv=2 z=7 length=180d | constant length=5h eps=0.0001
soil water content 0.2m 22/5 | 0.2 | 21 | 5 | SWC 0.2m 22/5 | Box21_Moist5 | Vol% | % | Box21_Moist5 [%] | SoilSoilmoisture0_2mAvg10Min_22_5 | e88369ed0f61d | Pedosphäre |  | Bodenfeuchte | Average |  | _22_5 | SoilNet GB Box 22 | 5 | 70 | 22 | 2015-01-14 16:01 |  |  | 644347.461 | 5766428.185 | 79.932 | Flag_0: maintenance; Flag_1: man_flag; Flag_2: undef; Flag_3: limits; Flag_4: Spike thresh=1 toler=0.3 length=60 |  | install_date | compare_precip rise_thres=8.0/h prec_thres=0.1/h prec_length=1h | MAD deriv=2 z=7 length=180d | constant length=5h eps=0.0001
soil water content 0.35m 22/6 | 0.35 | 21 | 6 | SWC 0.35m 22/6 | Box21_Moist6 | Vol% | % | Box21_Moist6 [%] | SoilSoilmoisture0_35mAvg10Min_22_6 | e88369ed0f61d | Pedosphäre |  | Bodenfeuchte | Average |  | _22_6 | SoilNet GB Box 22 | 5 | 70 | 22 | 2015-01-14 16:01 |  |  | 644347.461 | 5766428.185 | 79.932 | Flag_0: maintenance; Flag_1: man_flag; Flag_2: undef; Flag_3: limits; Flag_4: Spike thresh=1 toler=0.3 length=60 |  | install_date | compare_precip rise_thres=8.0/h prec_thres=0.1/h prec_length=1h | MAD deriv=2 z=7 length=180d | constant length=5h eps=0.0001
soil water content 0.1m 23/1 | 0.1 | 23 | 1 | SWC 0.1m 23/1 | Box23_Moist1 | Vol% | % | Box23_Moist1 [%] | SoilSoilmoisture0_1mAvg10Min_23_1 | b4ec10ec81d3d | Pedosphäre |  | Bodenfeuchte | Average |  | _23_1 | SoilNet GB Box 23 | 5 | 70 |  | 2015-01-14 14:40 |  |  | 644302.535 | 5766370.658 | 80.179 | Flag_0: maintenance; Flag_1: man_flag; Flag_2: undef; Flag_3: limits; Flag_4: Spike thresh=1 toler=0.3 length=60 |  | install_date | compare_precip rise_thres=8.0/h prec_thres=0.1/h prec_length=1h | MAD deriv=2 z=7 length=180d | constant length=5h eps=0.0001
soil water content 0.2m 23/2 | 0.2 | 23 | 2 | SWC 0.2m 23/2 | Box23_Moist2 | Vol% | % | Box23_Moist2 [%] | SoilSoilmoisture0_2mAvg10Min_23_2 | b4ec10ec81d3d | Pedosphäre |  | Bodenfeuchte | Average |  | _23_2 | SoilNet GB Box 23 | 5 | 70 |  | 2015-01-14 14:40 |  |  | 644302.535 | 5766370.658 | 80.179 | Flag_0: maintenance; Flag_1: man_flag; Flag_2: undef; Flag_3: limits; Flag_4: Spike thresh=1 toler=0.3 length=60 |  | install_date | compare_precip rise_thres=8.0/h prec_thres=0.1/h prec_length=1h | MAD deriv=2 z=7 length=180d | constant length=5h eps=0.0001
soil water content 0.35m 23/3 | 0.35 | 23 | 3 | SWC 0.35m 23/3 | Box23_Moist3 | Vol% | % | Box23_Moist3 [%] | SoilSoilmoisture0_35mAvg10Min_23_3 | b4ec10ec81d3d | Pedosphäre |  | Bodenfeuchte | Average |  | _23_3 | SoilNet GB Box 23 | 5 | 70 |  | 2015-01-14 14:40 |  |  | 644302.535 | 5766370.658 | 80.179 | Flag_0: maintenance; Flag_1: man_flag; Flag_2: undef; Flag_3: limits; Flag_4: Spike thresh=1 toler=0.3 length=60 |  | install_date | compare_precip rise_thres=8.0/h prec_thres=0.1/h prec_length=1h | MAD deriv=2 z=7 length=180d | constant length=5h eps=0.0001
soil water content 0.1m 24/4 | 0.1 | 23 | 4 | SWC 0.1m 24/4 | Box23_Moist4 | Vol% | % | Box23_Moist4 [%] | SoilSoilmoisture0_1mAvg10Min_24_4 | b4ec10ec81d3d | Pedosphäre |  | Bodenfeuchte | Average |  | _24_4 | SoilNet GB Box 24 | 5 | 70 |  | 2015-01-14 14:40 |  |  | 644299.585 | 5766362.492 | 80.163 | Flag_0: maintenance; Flag_1: man_flag; Flag_2: undef; Flag_3: limits; Flag_4: Spike thresh=1 toler=0.3 length=60 |  | install_date | compare_precip rise_thres=8.0/h prec_thres=0.1/h prec_length=1h | MAD deriv=2 z=7 length=180d | constant length=5h eps=0.0001
soil water content 0.2m 24/5 | 0.2 | 23 | 5 | SWC 0.2m 24/5 | Box23_Moist5 | Vol% | % | Box23_Moist5 [%] | SoilSoilmoisture0_2mAvg10Min_24_5 | b4ec10ec81d3d | Pedosphäre |  | Bodenfeuchte | Average |  | _24_5 | SoilNet GB Box 24 | 5 | 70 |  | 2015-01-14 14:40 |  |  | 644299.585 | 5766362.492 | 80.163 | Flag_0: maintenance; Flag_1: man_flag; Flag_2: undef; Flag_3: limits; Flag_4: Spike thresh=1 toler=0.3 length=60 |  | install_date | compare_precip rise_thres=8.0/h prec_thres=0.1/h prec_length=1h | MAD deriv=2 z=7 length=180d | constant length=5h eps=0.0001
soil water content 0.35m 24/6 | 0.35 | 23 | 6 | SWC 0.35m 24/6 | Box23_Moist6 | Vol% | % | Box23_Moist6 [%] | SoilSoilmoisture0_35mAvg10Min_24_6 | b4ec10ec81d3d | Pedosphäre |  | Bodenfeuchte | Average |  | _24_6 | SoilNet GB Box 24 | 5 | 70 |  | 2015-01-14 14:40 |  |  | 644299.585 | 5766362.492 | 80.163 | Flag_0: maintenance; Flag_1: man_flag; Flag_2: undef; Flag_3: limits; Flag_4: Spike thresh=1 toler=0.3 length=60 |  | install_date | compare_precip rise_thres=8.0/h prec_thres=0.1/h prec_length=1h | MAD deriv=2 z=7 length=180d | constant length=5h eps=0.0001
soil water content 0.1m 30/1 | 0.1 | 30 | 1 | SWC 0.1m 0/1 | Box30_Moist1 | Vol% | % | Box30_Moist1 [%] | SoilSoilmoisture0_1mAvg10Min_30_1 | 55b243eb4b0ef | Pedosphäre |  | Bodenfeuchte | Average |  | _30_1 | SoilNet GB Box 00 | 5 | 70 | 0 | 2014-07-29 12:30 |  |  | 644388.535 | 5766428.065 | 79.97 | Flag_0: maintenance; Flag_1: man_flag; Flag_2: undef; Flag_3: limits; Flag_4: Spike thresh=1 toler=0.3 length=60 |  | install_date | compare_precip rise_thres=8.0/h prec_thres=0.1/h prec_length=1h | MAD deriv=2 z=7 length=180d | constant length=5h eps=0.0001
soil water content 0.15m 30/2 | 0.15 | 30 | 2 | SWC 0.15m 0/2 | Box30_Moist2 | Vol% | % | Box30_Moist2 [%] | SoilSoilmoisture0_15mAvg10Min_30_2 | 55b243eb4b0ef | Pedosphäre |  | Bodenfeuchte | Average |  | _30_2 | SoilNet GB Box 00 | 5 | 70 | 0 | 2014-07-29 12:30 |  |  | 644388.535 | 5766428.065 | 79.97 | Flag_0: maintenance; Flag_1: man_flag; Flag_2: undef; Flag_3: limits; Flag_4: Spike thresh=1 toler=0.3 length=60 |  | install_date | compare_precip rise_thres=8.0/h prec_thres=0.1/h prec_length=1h | MAD deriv=2 z=7 length=180d | constant length=5h eps=0.0001
soil water content 0.2m 30/3 | 0.2 | 30 | 3 | SWC 0.2m 0/3 | Box30_Moist3 | Vol% | % | Box30_Moist3 [%] | SoilSoilmoisture0_2mAvg10Min_30_3 | 55b243eb4b0ef | Pedosphäre |  | Bodenfeuchte | Average |  | _30_3 | SoilNet GB Box 00 | 5 | 70 | 0 | 2014-07-29 12:30 |  |  | 644388.535 | 5766428.065 | 79.97 | Flag_0: maintenance; Flag_1: man_flag; Flag_2: undef; Flag_3: limits; Flag_4: Spike thresh=1 toler=0.3 length=60 |  | install_date | compare_precip rise_thres=8.0/h prec_thres=0.1/h prec_length=1h | MAD deriv=2 z=7 length=180d | constant length=5h eps=0.0001
soil water content 0.3m 30/4 | 0.3 | 30 | 4 | SWC 0.3m 0/4 | Box30_Moist4 | Vol% | % | Box30_Moist4 [%] | SoilSoilmoisture0_3mAvg10Min_30_4 | 55b243eb4b0ef | Pedosphäre |  | Bodenfeuchte | Average |  | _30_4 | SoilNet GB Box 00 | 5 | 70 | 0 | 2014-07-29 12:30 |  |  | 644388.535 | 5766428.065 | 79.97 | Flag_0: maintenance; Flag_1: man_flag; Flag_2: undef; Flag_3: limits; Flag_4: Spike thresh=1 toler=0.3 length=60 |  | install_date | compare_precip rise_thres=8.0/h prec_thres=0.1/h prec_length=1h | MAD deriv=2 z=7 length=180d | constant length=5h eps=0.0001
soil water content 0.4m 30/5 | 0.4 | 30 | 5 | SWC 0.4m 0/5 | Box30_Moist5 | Vol% | % | Box30_Moist5 [%] | SoilSoilmoisture0_4mAvg10Min_30_5 | 55b243eb4b0ef | Pedosphäre |  | Bodenfeuchte | Average |  | _30_5 | SoilNet GB Box 00 | 5 | 70 | 0 | 2014-07-29 12:30 |  |  | 644388.535 | 5766428.065 | 79.97 | Flag_0: maintenance; Flag_1: man_flag; Flag_2: undef; Flag_3: limits; Flag_4: Spike thresh=1 toler=0.3 length=60 |  | install_date | compare_precip rise_thres=8.0/h prec_thres=0.1/h prec_length=1h | MAD deriv=2 z=7 length=180d | constant length=5h eps=0.0001
soil water content 0.5m 30/6 | 0.5 | 30 | 6 | SWC 0.5m 0/6 | Box30_Moist6 | Vol% | % | Box30_Moist6 [%] | SoilSoilmoisture0_5mAvg10Min_30_6 | 55b243eb4b0ef | Pedosphäre |  | Bodenfeuchte | Average |  | _30_6 | SoilNet GB Box 00 | 5 | 70 | 0 | 2014-07-29 12:30 |  |  | 644388.535 | 5766428.065 | 79.97 | Flag_0: maintenance; Flag_1: man_flag; Flag_2: undef; Flag_3: limits; Flag_4: Spike thresh=1 toler=0.3 length=60 |  | install_date | compare_precip rise_thres=8.0/h prec_thres=0.1/h prec_length=1h | MAD deriv=2 z=7 length=180d | constant length=5h eps=0.0001
Spike thresh=1 toler=0.3 length=60
Spike thresh=1 toler=0.3 length=60
Spike thresh=1 toler=0.3 length=60
Spike thresh=1 toler=0.3 length=60
Spike thresh=1 toler=0.3 length=60
Spike thresh=1 toler=0.3 length=60
Spike thresh=1 toler=0.3 length=60
Spike thresh=1 toler=0.3 length=60
Spike thresh=1 toler=0.3 length=60
Spike thresh=1 toler=0.3 length=60
Spike thresh=1 toler=0.3 length=60
Spike thresh=1 toler=0.3 length=60
Spike thresh=1 toler=0.3 length=60
Spike thresh=1 toler=0.3 length=60
Spike thresh=1 toler=0.3 length=60
Spike thresh=1 toler=0.3 length=60
Spike thresh=1 toler=0.3 length=60
Spike thresh=1 toler=0.3 length=60
Spike thresh=1 toler=0.3 length=60
Spike thresh=1 toler=0.3 length=60
Spike thresh=1 toler=0.3 length=60
Spike thresh=1 toler=0.3 length=60
Spike thresh=1 toler=0.3 length=60
Spike thresh=1 toler=0.3 length=60
Spike thresh=1 toler=0.3 length=60
Spike thresh=1 toler=0.3 length=60
Spike thresh=1 toler=0.3 length=60
Spike thresh=1 toler=0.3 length=60
Spike thresh=1 toler=0.3 length=60
Spike thresh=1 toler=0.3 length=60
Spike thresh=1 toler=0.3 length=60
Spike thresh=1 toler=0.3 length=60
Spike thresh=1 toler=0.3 length=60
Spike thresh=1 toler=0.3 length=60
Spike thresh=1 toler=0.3 length=60
Spike thresh=1 toler=0.3 length=60
Spike thresh=1 toler=0.3 length=60
Spike thresh=1 toler=0.3 length=60
Spike thresh=1 toler=0.3 length=60
Spike thresh=1 toler=0.3 length=60
Spike thresh=1 toler=0.3 length=60
Spike thresh=1 toler=0.3 length=60
Spike thresh=1 toler=0.3 length=60
Spike thresh=1 toler=0.3 length=60
Spike thresh=1 toler=0.3 length=60
Spike thresh=1 toler=0.3 length=60
Spike thresh=1 toler=0.3 length=60
Spike thresh=1 toler=0.3 length=60
Spike thresh=1 toler=0.3 length=60
Spike thresh=1 toler=0.3 length=60
Spike thresh=1 toler=0.3 length=60
Spike thresh=1 toler=0.3 length=60
Spike thresh=1 toler=0.3 length=60
Spike thresh=1 toler=0.3 length=60
Spike thresh=1 toler=0.3 length=60
Spike thresh=1 toler=0.3 length=60
Spike thresh=1 toler=0.3 length=60
Spike thresh=1 toler=0.3 length=60
Spike thresh=1 toler=0.3 length=60
Spike thresh=1 toler=0.3 length=60
Spike thresh=1 toler=0.3 length=60
Spike thresh=1 toler=0.3 length=60
Spike thresh=1 toler=0.3 length=60
Spike thresh=1 toler=0.3 length=60
Spike thresh=1 toler=0.3 length=60
Spike thresh=1 toler=0.3 length=60
Spike thresh=1 toler=0.3 length=60
Spike thresh=1 toler=0.3 length=60
Spike thresh=1 toler=0.3 length=60
Spike thresh=1 toler=0.3 length=60
Spike thresh=1 toler=0.3 length=60
Spike thresh=1 toler=0.3 length=60
Spike thresh=1 toler=0.3 length=60
Spike thresh=1 toler=0.3 length=60
Spike thresh=1 toler=0.3 length=60
Spike thresh=1 toler=0.3 length=60
Spike thresh=1 toler=0.3 length=60
Spike thresh=1 toler=0.3 length=60
Spike thresh=1 toler=0.3 length=60
Spike thresh=1 toler=0.3 length=60
Spike thresh=1 toler=0.3 length=60
Spike thresh=1 toler=0.3 length=60
Spike thresh=1 toler=0.3 length=60
Spike thresh=1 toler=0.3 length=60
Spike thresh=1 toler=0.3 length=60
Spike thresh=1 toler=0.3 length=60
Spike thresh=1 toler=0.3 length=60
Spike thresh=1 toler=0.3 length=60
Spike thresh=1 toler=0.3 length=60
Spike thresh=1 toler=0.3 length=60
Spike thresh=1 toler=0.3 length=60
Spike thresh=1 toler=0.3 length=60
Note on K1: Hendrik Zöphel : for automatic upload
Note on B71: Corinna Rebmann: Tiefe stimmt tatsächlich so!

## SoilTemperature Network GB
variable description | depth/height (m) | SoilNet Node | Soilnet Sensor | Naming | headerout | units | headerout (final) | headerout (DB) | database ID | Umweltkompartiment | Probemedium | Physikalische Eigenschaft | Beobachtungsart | Zusätzliche Sensornummer | Zusätzliche Bezeichnung | Messort | Min | Max | SR collar or trench | depth (m) | Installation date + time | (rough) distance from collar | remarks | coordinates x | coordinates y | height asl | Flag_0 | Flag_1 | Flag_2 | Flag_3 | Flag_4 | Flag_5 | Flag_6 | Flag_7 | Flag_8 | Alert_1 | Alert_2 | Alert_3 | comment | old Flag_4 | old Flag_6 | old Flag_5
soil temperature 0.1m 1/1 | 0.1 | 1 | 1 | Tsoil 0.1m 1/1 | Box01_Temp1 | degC | Box01_Temp1 [degC] | SoilSoiltemperature0_1mAvg10Min_01_1 | ae8906301e033 | Pedosphäre |  | Bodentemperatur | Average |  | _01_1 | SoilNet GB Box 01 | -25 | 50 |  | 0.1 | 2014-07-29 07:35 |  |  | 644397.831 | 5766476.931 | 80.176 | maintenance | man_flag | undef | limits | Spike thresh=1 toler=0.3 length=60 |  |  |  |  | check_battery length=7d | compare close sensors | constant length=5h eps=0.0001 |  | install_date | MAD deriv=2 z=7 length=180d | constant length=5h eps=0.0001
soil temperature 0.15m 1/2 | 0.15 | 1 | 2 | Tsoil 0.15m 1/2 | Box01_Temp2 | degC | Box01_Temp2 [degC] | SoilSoiltemperature0_15mAvg10Min_01_2 | ae8906301e033 | Pedosphäre |  | Bodentemperatur | Average |  | _01_2 | SoilNet GB Box 01 | -25 | 50 |  | 0.15 | 2014-07-29 07:35 |  |  | 644397.831 | 5766476.931 | 80.176 | maintenance | man_flag | undef | limits | Spike thresh=1 toler=0.3 length=60 |  |  |  |  | check_battery length=7d | compare close sensors | constant length=5h eps=0.0001 |  | install_date | MAD deriv=2 z=7 length=180d | constant length=5h eps=0.0001
soil temperature 0.2m 1/3 | 0.2 | 1 | 3 | Tsoil 0.2m 1/3 | Box01_Temp3 | degC | Box01_Temp3 [degC] | SoilSoiltemperature0_2mAvg10Min_01_3 | ae8906301e033 | Pedosphäre |  | Bodentemperatur | Average |  | _01_3 | SoilNet GB Box 01 | -25 | 50 |  | 0.2 | 2014-07-29 07:35 |  |  | 644397.831 | 5766476.931 | 80.176 | maintenance | man_flag | undef | limits | Spike thresh=1 toler=0.3 length=60 |  |  |  |  | check_battery length=7d | compare close sensors | constant length=5h eps=0.0001 |  | install_date | MAD deriv=2 z=7 length=180d | constant length=5h eps=0.0001
soil temperature 0.3m 1/4 | 0.3 | 1 | 4 | Tsoil 0.3m 1/4 | Box01_Temp4 | degC | Box01_Temp4 [degC] | SoilSoiltemperature0_3mAvg10Min_01_4 | ae8906301e033 | Pedosphäre |  | Bodentemperatur | Average |  | _01_4 | SoilNet GB Box 01 | -25 | 50 |  | 0.3 | 2014-07-29 07:35 |  |  | 644397.831 | 5766476.931 | 80.176 | maintenance | man_flag | undef | limits | Spike thresh=1 toler=0.3 length=60 |  |  |  |  | check_battery length=7d | compare close sensors | constant length=5h eps=0.0001 |  | install_date | MAD deriv=2 z=7 length=180d | constant length=5h eps=0.0001
soil temperature 0.4m 1/5 | 0.4 | 1 | 5 | Tsoil 0.4m 1/5 | Box01_Temp5 | degC | Box01_Temp5 [degC] | SoilSoiltemperature0_4mAvg10Min_01_5 | ae8906301e033 | Pedosphäre |  | Bodentemperatur | Average |  | _01_5 | SoilNet GB Box 01 | -25 | 50 |  | 0.4 | 2014-07-29 07:35 |  |  | 644397.831 | 5766476.931 | 80.176 | maintenance | man_flag | undef | limits | Spike thresh=1 toler=0.3 length=60 |  |  |  |  | check_battery length=7d | compare close sensors | constant length=5h eps=0.0001 |  | install_date | MAD deriv=2 z=7 length=180d | constant length=5h eps=0.0001
soil temperature 0.5m 1/6 | 0.5 | 1 | 6 | Tsoil 0.5m 1/6 | Box01_Temp6 | degC | Box01_Temp6 [degC] | SoilSoiltemperature0_5mAvg10Min_01_6 | ae8906301e033 | Pedosphäre |  | Bodentemperatur | Average |  | _01_6 | SoilNet GB Box 01 | -10 | 30 |  | 0.5 | 2014-07-29 07:35 |  |  | 644397.831 | 5766476.931 | 80.176 | maintenance | man_flag | undef | limits | Spike thresh=1 toler=0.3 length=60 |  |  |  |  | check_battery length=7d | compare close sensors | constant length=5h eps=0.0001 |  | install_date | MAD deriv=2 z=7 length=180d | constant length=5h eps=0.0001
soil temperature 0.1m 2/1 | 0.1 | 2 | 1 | Tsoil 0.1m 2/1 | Box02_Temp1 | degC | Box02_Temp1 [degC] | SoilSoiltemperature0_1mAvg10Min_02_1 | 08e57e9188774 | Pedosphäre |  | Bodentemperatur | Average |  | _02_1 | SoilNet GB Box 02 | -25 | 50 |  | 0.1 | 2014-07-25 14:23 |  |  | 644409.305 | 5766518.628 | 79.488 | maintenance | man_flag | undef | limits | Spike thresh=1 toler=0.3 length=60 |  |  |  |  | check_battery length=7d | compare close sensors | constant length=5h eps=0.0001 |  | install_date | MAD deriv=2 z=7 length=180d | constant length=5h eps=0.0001
soil temperature 0.15m 2/2 | 0.15 | 2 | 2 | Tsoil 0.15m 2/2 | Box02_Temp2 | degC | Box02_Temp2 [degC] | SoilSoiltemperature0_15mAvg10Min_02_2 | 08e57e9188774 | Pedosphäre |  | Bodentemperatur | Average |  | _02_2 | SoilNet GB Box 02 | -25 | 50 |  | 0.15 | 2014-07-25 14:23 |  |  | 644409.305 | 5766518.628 | 79.488 | maintenance | man_flag | undef | limits | Spike thresh=1 toler=0.3 length=60 |  |  |  |  | check_battery length=7d | compare close sensors | constant length=5h eps=0.0001 |  | install_date | MAD deriv=2 z=7 length=180d | constant length=5h eps=0.0001
soil temperature 0.2m 2/3 | 0.2 | 2 | 3 | Tsoil 0.2m 2/3 | Box02_Temp3 | degC | Box02_Temp3 [degC] | SoilSoiltemperature0_2mAvg10Min_02_3 | 08e57e9188774 | Pedosphäre |  | Bodentemperatur | Average |  | _02_3 | SoilNet GB Box 02 | -25 | 50 |  | 0.2 | 2014-07-25 14:23 |  |  | 644409.305 | 5766518.628 | 79.488 | maintenance | man_flag | undef | limits | Spike thresh=1 toler=0.3 length=60 |  |  |  |  | check_battery length=7d | compare close sensors | constant length=5h eps=0.0001 |  | install_date | MAD deriv=2 z=7 length=180d | constant length=5h eps=0.0001
soil temperature 0.3m 2/4 | 0.3 | 2 | 4 | Tsoil 0.3m 2/4 | Box02_Temp4 | degC | Box02_Temp4 [degC] | SoilSoiltemperature0_3mAvg10Min_02_4 | 08e57e9188774 | Pedosphäre |  | Bodentemperatur | Average |  | _02_4 | SoilNet GB Box 02 | -25 | 50 |  | 0.3 | 2014-07-25 14:23 |  |  | 644409.305 | 5766518.628 | 79.488 | maintenance | man_flag | undef | limits | Spike thresh=1 toler=0.3 length=60 |  |  |  |  | check_battery length=7d | compare close sensors | constant length=5h eps=0.0001 |  | install_date | MAD deriv=2 z=7 length=180d | constant length=5h eps=0.0001
soil temperature 0.4m 2/5 | 0.4 | 2 | 5 | Tsoil 0.4m 2/5 | Box02_Temp5 | degC | Box02_Temp5 [degC] | SoilSoiltemperature0_4mAvg10Min_02_5 | 08e57e9188774 | Pedosphäre |  | Bodentemperatur | Average |  | _02_5 | SoilNet GB Box 02 | -25 | 50 |  | 0.4 | 2014-07-25 14:23 |  |  | 644409.305 | 5766518.628 | 79.488 | maintenance | man_flag | undef | limits | Spike thresh=1 toler=0.3 length=60 |  |  |  |  | check_battery length=7d | compare close sensors | constant length=5h eps=0.0001 |  | install_date | MAD deriv=2 z=7 length=180d | constant length=5h eps=0.0001
soil temperature 0.5m 2/6 | 0.5 | 2 | 6 | Tsoil 0.5m 2/6 | Box02_Temp6 | degC | Box02_Temp6 [degC] | SoilSoiltemperature0_5mAvg10Min_02_6 | 08e57e9188774 | Pedosphäre |  | Bodentemperatur | Average |  | _02_6 | SoilNet GB Box 02 | -10 | 30 |  | 0.5 | 2014-07-25 14:23 |  |  | 644409.305 | 5766518.628 | 79.488 | maintenance | man_flag | undef | limits | Spike thresh=1 toler=0.3 length=60 |  |  |  |  | check_battery length=7d | compare close sensors | constant length=5h eps=0.0001 |  | install_date | MAD deriv=2 z=7 length=180d | constant length=5h eps=0.0001
soil temperature 0.1m 3/1 | 0.1 | 3 | 1 | Tsoil 0.1m 3/1 | Box03_Temp1 | degC | Box03_Temp1 [degC] | SoilSoiltemperature0_1mAvg10Min_03_1 | ecdfe9c2f1d1f | Pedosphäre |  | Bodentemperatur | Average |  | _03_1 | SoilNet GB Box 03 | -25 | 50 |  | 0.1 |  |  | never sent anything | 644419.306 | 5766564.482 | 78.983 | maintenance | man_flag | undef | limits | Spike thresh=1 toler=0.3 length=60 |  |  |  |  | check_battery length=7d | compare close sensors | constant length=5h eps=0.0001 |  | install_date | MAD deriv=2 z=7 length=180d | constant length=5h eps=0.0001
soil temperature 0.15m 3/2 | 0.15 | 3 | 2 | Tsoil 0.15m 3/2 | Box03_Temp2 | degC | Box03_Temp2 [degC] | SoilSoiltemperature0_15mAvg10Min_03_2 | ecdfe9c2f1d1f | Pedosphäre |  | Bodentemperatur | Average |  | _03_2 | SoilNet GB Box 03 | -25 | 50 |  | 0.15 |  |  | never sent anything | 644419.306 | 5766564.482 | 78.983 | maintenance | man_flag | undef | limits | Spike thresh=1 toler=0.3 length=60 |  |  |  |  | check_battery length=7d | compare close sensors | constant length=5h eps=0.0001 |  | install_date | MAD deriv=2 z=7 length=180d | constant length=5h eps=0.0001
soil temperature 0.2m 3/3 | 0.2 | 3 | 3 | Tsoil 0.2m 3/3 | Box03_Temp3 | degC | Box03_Temp3 [degC] | SoilSoiltemperature0_2mAvg10Min_03_3 | ecdfe9c2f1d1f | Pedosphäre |  | Bodentemperatur | Average |  | _03_3 | SoilNet GB Box 03 | -25 | 50 |  | 0.2 |  |  | never sent anything | 644419.306 | 5766564.482 | 78.983 | maintenance | man_flag | undef | limits | Spike thresh=1 toler=0.3 length=60 |  |  |  |  | check_battery length=7d | compare close sensors | constant length=5h eps=0.0001 |  | install_date | MAD deriv=2 z=7 length=180d | constant length=5h eps=0.0001
soil temperature 0.3m 3/4 | 0.3 | 3 | 4 | Tsoil 0.3m 3/4 | Box03_Temp4 | degC | Box03_Temp4 [degC] | SoilSoiltemperature0_3mAvg10Min_03_4 | ecdfe9c2f1d1f | Pedosphäre |  | Bodentemperatur | Average |  | _03_4 | SoilNet GB Box 03 | -25 | 50 |  | 0.3 |  |  | never sent anything | 644419.306 | 5766564.482 | 78.983 | maintenance | man_flag | undef | limits | Spike thresh=1 toler=0.3 length=60 |  |  |  |  | check_battery length=7d | compare close sensors | constant length=5h eps=0.0001 |  | install_date | MAD deriv=2 z=7 length=180d | constant length=5h eps=0.0001
soil temperature 0.4m 3/5 | 0.4 | 3 | 5 | Tsoil 0.4m 3/5 | Box03_Temp5 | degC | Box03_Temp5 [degC] | SoilSoiltemperature0_4mAvg10Min_03_5 | ecdfe9c2f1d1f | Pedosphäre |  | Bodentemperatur | Average |  | _03_5 | SoilNet GB Box 03 | -25 | 50 |  | 0.4 |  |  | never sent anything | 644419.306 | 5766564.482 | 78.983 | maintenance | man_flag | undef | limits | Spike thresh=1 toler=0.3 length=60 |  |  |  |  | check_battery length=7d | compare close sensors | constant length=5h eps=0.0001 |  | install_date | MAD deriv=2 z=7 length=180d | constant length=5h eps=0.0001
soil temperature 0.5m 3/6 | 0.5 | 3 | 6 | Tsoil 0.5m 3/6 | Box03_Temp6 | degC | Box03_Temp6 [degC] | SoilSoiltemperature0_5mAvg10Min_03_6 | ecdfe9c2f1d1f | Pedosphäre |  | Bodentemperatur | Average |  | _03_6 | SoilNet GB Box 03 | -10 | 30 |  | 0.5 |  |  | never sent anything | 644419.306 | 5766564.482 | 78.983 | maintenance | man_flag | undef | limits | Spike thresh=1 toler=0.3 length=60 |  |  |  |  | check_battery length=7d | compare close sensors | constant length=5h eps=0.0001 |  | install_date | MAD deriv=2 z=7 length=180d | constant length=5h eps=0.0001
soil temperature 0.1m 4/1 | 0.1 | 5 | 1 | Tsoil 0.1m 4/1 | Box05_Temp1 | degC | Box05_Temp1 [degC] | SoilSoiltemperature0_1mAvg10Min_04_1 | b05938f2fa433 | Pedosphäre |  | Bodentemperatur | Average |  | _04_1 | SoilNet GB Box 04 | -25 | 50 |  | 0.1 | 2014-07-29 07:41 |  | node in pit 5 | 644507.127 | 5766511.592 | 80.227 | maintenance | man_flag | undef | limits | Spike thresh=1 toler=0.3 length=60 |  |  |  |  | check_battery length=7d | compare close sensors | constant length=5h eps=0.0001 |  | install_date | MAD deriv=2 z=7 length=180d | constant length=5h eps=0.0001
soil temperature 0.2m 4/2 | 0.2 | 5 | 2 | Tsoil 0.2m 4/2 | Box05_Temp2 | degC | Box05_Temp2 [degC] | SoilSoiltemperature0_2mAvg10Min_04_2 | b05938f2fa433 | Pedosphäre |  | Bodentemperatur | Average |  | _04_2 | SoilNet GB Box 04 | -25 | 50 |  | 0.2 | 2014-07-29 07:41 |  |  | 644507.127 | 5766511.592 | 80.227 | maintenance | man_flag | undef | limits | Spike thresh=1 toler=0.3 length=60 |  |  |  |  | check_battery length=7d | compare close sensors | constant length=5h eps=0.0001 |  | install_date | MAD deriv=2 z=7 length=180d | constant length=5h eps=0.0001
soil temperature 0.4m 4/3 | 0.4 | 5 | 3 | Tsoil 0.4m 4/3 | Box05_Temp3 | degC | Box05_Temp3 [degC] | SoilSoiltemperature0_4mAvg10Min_04_3 | b05938f2fa433 | Pedosphäre |  | Bodentemperatur | Average |  | _04_3 | SoilNet GB Box 04 | -25 | 50 |  | 0.4 | 2014-07-29 07:41 |  |  | 644507.127 | 5766511.592 | 80.227 | maintenance | man_flag | undef | limits | Spike thresh=1 toler=0.3 length=60 |  |  |  |  | check_battery length=7d | compare close sensors | constant length=5h eps=0.0001 |  | install_date | MAD deriv=2 z=7 length=180d | constant length=5h eps=0.0001
soil temperature 0.1m 5/4 | 0.1 | 5 | 4 | Tsoil 0.1m 5/4 | Box05_Temp4 | degC | Box05_Temp4 [degC] | SoilSoiltemperature0_1mAvg10Min_05_4 | b05938f2fa433 | Pedosphäre |  | Bodentemperatur | Average |  | _05_4 | Soilnet GB Box 05 | -25 | 50 | 5 | 0.1 | 2014-07-29 07:41 |  |  | 644498.627 | 5766512.077 | 80.34 | maintenance | man_flag | undef | limits | Spike thresh=1 toler=0.3 length=60 |  |  |  |  | check_battery length=7d | compare close sensors | constant length=5h eps=0.0001 |  | install_date | MAD deriv=2 z=7 length=180d | constant length=5h eps=0.0001
soil temperature 0.2m 5/5 | 0.2 | 5 | 5 | Tsoil 0.2m 5/5 | Box05_Temp5 | degC | Box05_Temp5 [degC] | SoilSoiltemperature0_2mAvg10Min_05_5 | b05938f2fa433 | Pedosphäre |  | Bodentemperatur | Average |  | _05_5 | Soilnet GB Box 05 | -25 | 50 | 5 | 0.2 | 2014-07-29 07:41 |  |  | 644498.627 | 5766512.077 | 80.34 | maintenance | man_flag | undef | limits | Spike thresh=1 toler=0.3 length=60 |  |  |  |  | check_battery length=7d | compare close sensors | constant length=5h eps=0.0001 |  | install_date | MAD deriv=2 z=7 length=180d | constant length=5h eps=0.0001
soil temperature 0.4m 5/6 | 0.4 | 5 | 6 | Tsoil 0.4m 5/6 | Box05_Temp6 | degC | Box05_Temp6 [degC] | SoilSoiltemperature0_4mAvg10Min_05_6 | b05938f2fa433 | Pedosphäre |  | Bodentemperatur | Average |  | _05_6 | Soilnet GB Box 05 | -25 | 50 | 5 | 0.4 | 2014-07-29 07:41 |  |  | 644498.627 | 5766512.077 | 80.34 | maintenance | man_flag | undef | limits | Spike thresh=1 toler=0.3 length=60 |  |  |  |  | check_battery length=7d | compare close sensors | constant length=5h eps=0.0001 |  | install_date | MAD deriv=2 z=7 length=180d | constant length=5h eps=0.0001
soil temperature 0.1m 6/1 | 0.1 | 6 | 1 | Tsoil 0.1m 6/1 | Box06_Temp1 | degC | Box06_Temp1 [degC] | SoilSoiltemperature0_1mAvg10Min_06_1 | 5ff73d4eb3b6d | Pedosphäre |  | Bodentemperatur | Average |  | _06_1 | SoilNet GB Box 06 | -25 | 50 | 6 | 0.1 | 2014-07-29 11:28 |  |  | 644484.447 | 5766392.887 | 79.912 | maintenance | man_flag | undef | limits | Spike thresh=1 toler=0.3 length=60 |  |  |  |  | check_battery length=7d | compare close sensors | constant length=5h eps=0.0001 |  | install_date | MAD deriv=2 z=7 length=180d | constant length=5h eps=0.0001
soil temperature 0.15m 6/2 | 0.15 | 6 | 2 | Tsoil 0.15m 6/2 | Box06_Temp2 | degC | Box06_Temp2 [degC] | SoilSoiltemperature0_15mAvg10Min_06_2 | 5ff73d4eb3b6d | Pedosphäre |  | Bodentemperatur | Average |  | _06_2 | SoilNet GB Box 06 | -25 | 50 | 6 | 0.15 | 2014-07-29 11:28 |  |  | 644484.447 | 5766392.887 | 79.912 | maintenance | man_flag | undef | limits | Spike thresh=1 toler=0.3 length=60 |  |  |  |  | check_battery length=7d | compare close sensors | constant length=5h eps=0.0001 |  | install_date | MAD deriv=2 z=7 length=180d | constant length=5h eps=0.0001
soil temperature 0.2m 6/3 | 0.2 | 6 | 3 | Tsoil 0.2m 6/3 | Box06_Temp3 | degC | Box06_Temp3 [degC] | SoilSoiltemperature0_2mAvg10Min_06_3 | 5ff73d4eb3b6d | Pedosphäre |  | Bodentemperatur | Average |  | _06_3 | SoilNet GB Box 06 | -25 | 50 | 6 | 0.2 | 2014-07-29 11:28 |  |  | 644484.447 | 5766392.887 | 79.912 | maintenance | man_flag | undef | limits | Spike thresh=1 toler=0.3 length=60 |  |  |  |  | check_battery length=7d | compare close sensors | constant length=5h eps=0.0001 |  | install_date | MAD deriv=2 z=7 length=180d | constant length=5h eps=0.0001
soil temperature 0.3m 6/4 | 0.3 | 6 | 4 | Tsoil 0.3m 6/4 | Box06_Temp4 | degC | Box06_Temp4 [degC] | SoilSoiltemperature0_3mAvg10Min_06_4 | 5ff73d4eb3b6d | Pedosphäre |  | Bodentemperatur | Average |  | _06_4 | SoilNet GB Box 06 | -25 | 50 | 6 | 0.3 | 2014-07-29 11:28 |  |  | 644484.447 | 5766392.887 | 79.912 | maintenance | man_flag | undef | limits | Spike thresh=1 toler=0.3 length=60 |  |  |  |  | check_battery length=7d | compare close sensors | constant length=5h eps=0.0001 |  | install_date | MAD deriv=2 z=7 length=180d | constant length=5h eps=0.0001
soil temperature 0.4m 6/5 | 0.4 | 6 | 5 | Tsoil 0.4m 6/5 | Box06_Temp5 | degC | Box06_Temp5 [degC] | SoilSoiltemperature0_4mAvg10Min_06_5 | 5ff73d4eb3b6d | Pedosphäre |  | Bodentemperatur | Average |  | _06_5 | SoilNet GB Box 06 | -25 | 50 | 6 | 0.4 | 2014-07-29 11:28 |  |  | 644484.447 | 5766392.887 | 79.912 | maintenance | man_flag | undef | limits | Spike thresh=1 toler=0.3 length=60 |  |  |  |  | check_battery length=7d | compare close sensors | constant length=5h eps=0.0001 |  | install_date | MAD deriv=2 z=7 length=180d | constant length=5h eps=0.0001
soil temperature 0.5m 6/6 | 0.5 | 6 | 6 | Tsoil 0.5m 6/6 | Box06_Temp6 | degC | Box06_Temp6 [degC] | SoilSoiltemperature0_5mAvg10Min_06_6 | 5ff73d4eb3b6d | Pedosphäre |  | Bodentemperatur | Average |  | _06_6 | SoilNet GB Box 06 | -10 | 30 | 6 | 0.5 | 2014-07-29 11:28 |  |  | 644484.447 | 5766392.887 | 79.912 | maintenance | man_flag | undef | limits | Spike thresh=1 toler=0.3 length=60 |  |  |  |  | check_battery length=7d | compare close sensors | constant length=5h eps=0.0001 |  | install_date | MAD deriv=2 z=7 length=180d | constant length=5h eps=0.0001
soil temperature 0.1m 7/1 | 0.1 | 7 | 1 | Tsoil 0.1m 7/1 | Box07_Temp1 | degC | Box07_Temp1 [degC] | SoilSoiltemperature0_1mAvg10Min_07_1 | 7bb7c73f3d7ff | Pedosphäre |  | Bodentemperatur | Average |  | _07_1 | SoilNet GB Box 07 | -25 | 50 | 7 | 0.1 | 2014-08-02 18:52 |  |  | 644511.531 | 5766351.665 | 79.401 | maintenance | man_flag | undef | limits | Spike thresh=1 toler=0.3 length=60 |  |  |  |  | check_battery length=7d | compare close sensors | constant length=5h eps=0.0001 |  | install_date | MAD deriv=2 z=7 length=180d | constant length=5h eps=0.0001
soil temperature 0.15m 7/2 | 0.15 | 7 | 2 | Tsoil 0.15m 7/2 | Box07_Temp2 | degC | Box07_Temp2 [degC] | SoilSoiltemperature0_15mAvg10Min_07_2 | 7bb7c73f3d7ff | Pedosphäre |  | Bodentemperatur | Average |  | _07_2 | SoilNet GB Box 07 | -25 | 50 | 7 | 0.15 | 2014-08-02 18:52 |  |  | 644511.531 | 5766351.665 | 79.401 | maintenance | man_flag | undef | limits | Spike thresh=1 toler=0.3 length=60 |  |  |  |  | check_battery length=7d | compare close sensors | constant length=5h eps=0.0001 |  | install_date | MAD deriv=2 z=7 length=180d | constant length=5h eps=0.0001
soil temperature 0.2m 7/3 | 0.2 | 7 | 3 | Tsoil 0.2m 7/3 | Box07_Temp3 | degC | Box07_Temp3 [degC] | SoilSoiltemperature0_2mAvg10Min_07_3 | 7bb7c73f3d7ff | Pedosphäre |  | Bodentemperatur | Average |  | _07_3 | SoilNet GB Box 07 | -25 | 50 | 7 | 0.2 | 2014-08-02 18:52 |  |  | 644511.531 | 5766351.665 | 79.401 | maintenance | man_flag | undef | limits | Spike thresh=1 toler=0.3 length=60 |  |  |  |  | check_battery length=7d | compare close sensors | constant length=5h eps=0.0001 |  | install_date | MAD deriv=2 z=7 length=180d | constant length=5h eps=0.0001
soil temperature 0.3m 7/4 | 0.3 | 7 | 4 | Tsoil 0.3m 7/4 | Box07_Temp4 | degC | Box07_Temp4 [degC] | SoilSoiltemperature0_3mAvg10Min_07_4 | 7bb7c73f3d7ff | Pedosphäre |  | Bodentemperatur | Average |  | _07_4 | SoilNet GB Box 07 | -25 | 50 | 7 | 0.3 | 2014-08-02 18:52 |  |  | 644511.531 | 5766351.665 | 79.401 | maintenance | man_flag | undef | limits | Spike thresh=1 toler=0.3 length=60 |  |  |  |  | check_battery length=7d | compare close sensors | constant length=5h eps=0.0001 |  | install_date | MAD deriv=2 z=7 length=180d | constant length=5h eps=0.0001
soil temperature 0.4m 7/5 | 0.4 | 7 | 5 | Tsoil 0.4m 7/5 | Box07_Temp5 | degC | Box07_Temp5 [degC] | SoilSoiltemperature0_4mAvg10Min_07_5 | 7bb7c73f3d7ff | Pedosphäre |  | Bodentemperatur | Average |  | _07_5 | SoilNet GB Box 07 | -25 | 50 | 7 | 0.4 | 2014-08-02 18:52 |  |  | 644511.531 | 5766351.665 | 79.401 | maintenance | man_flag | undef | limits | Spike thresh=1 toler=0.3 length=60 |  |  |  |  | check_battery length=7d | compare close sensors | constant length=5h eps=0.0001 |  | install_date | MAD deriv=2 z=7 length=180d | constant length=5h eps=0.0001
soil temperature 0.5m 7/6 | 0.5 | 7 | 6 | Tsoil 0.5m 7/6 | Box07_Temp6 | degC | Box07_Temp6 [degC] | SoilSoiltemperature0_5mAvg10Min_07_6 | 7bb7c73f3d7ff | Pedosphäre |  | Bodentemperatur | Average |  | _07_6 | SoilNet GB Box 07 | -10 | 30 | 7 | 0.5 | 2014-08-02 18:52 |  |  | 644511.531 | 5766351.665 | 79.401 | maintenance | man_flag | undef | limits | Spike thresh=1 toler=0.3 length=60 |  |  |  |  | check_battery length=7d | compare close sensors | constant length=5h eps=0.0001 |  | install_date | MAD deriv=2 z=7 length=180d | constant length=5h eps=0.0001
soil temperature 0.1m 8/1 | 0.1 | 8 | 1 | Tsoil 0.1m 8/1 | Box08_Temp1 | degC | Box08_Temp1 [degC] | SoilSoiltemperature0_1mAvg10Min_08_1 | bf33e4a7c6ea8 | Pedosphäre |  | Bodentemperatur | Average |  | _08_1 | SoilNet GB Box 08 | -25 | 50 |  | 0.1 | 2014-07-24 23:42 |  |  | 644534.427 | 5766479.311 | 80.174 | maintenance | man_flag | undef | limits | Spike thresh=1 toler=0.3 length=60 |  |  |  |  | check_battery length=7d | compare close sensors | constant length=5h eps=0.0001 |  | install_date | MAD deriv=2 z=7 length=180d | constant length=5h eps=0.0001
soil temperature 0.15m 8/2 | 0.15 | 8 | 2 | Tsoil 0.15m 8/2 | Box08_Temp2 | degC | Box08_Temp2 [degC] | SoilSoiltemperature0_15mAvg10Min_08_2 | bf33e4a7c6ea8 | Pedosphäre |  | Bodentemperatur | Average |  | _08_2 | SoilNet GB Box 08 | -25 | 50 |  | 0.15 | 2014-07-24 23:42 |  |  | 644534.427 | 5766479.311 | 80.174 | maintenance | man_flag | undef | limits | Spike thresh=1 toler=0.3 length=60 |  |  |  |  | check_battery length=7d | compare close sensors | constant length=5h eps=0.0001 |  | install_date | MAD deriv=2 z=7 length=180d | constant length=5h eps=0.0001
soil temperature 0.2m 8/3 | 0.2 | 8 | 3 | Tsoil 0.2m 8/3 | Box08_Temp3 | degC | Box08_Temp3 [degC] | SoilSoiltemperature0_2mAvg10Min_08_3 | bf33e4a7c6ea8 | Pedosphäre |  | Bodentemperatur | Average |  | _08_3 | SoilNet GB Box 08 | -25 | 50 |  | 0.2 | 2014-07-24 23:42 |  |  | 644534.427 | 5766479.311 | 80.174 | maintenance | man_flag | undef | limits | Spike thresh=1 toler=0.3 length=60 |  |  |  |  | check_battery length=7d | compare close sensors | constant length=5h eps=0.0001 |  | install_date | MAD deriv=2 z=7 length=180d | constant length=5h eps=0.0001
soil temperature 0.3m 8/4 | 0.3 | 8 | 4 | Tsoil 0.3m 8/4 | Box08_Temp4 | degC | Box08_Temp4 [degC] | SoilSoiltemperature0_3mAvg10Min_08_4 | bf33e4a7c6ea8 | Pedosphäre |  | Bodentemperatur | Average |  | _08_4 | SoilNet GB Box 08 | -25 | 50 |  | 0.3 | 2014-07-24 23:42 |  |  | 644534.427 | 5766479.311 | 80.174 | maintenance | man_flag | undef | limits | Spike thresh=1 toler=0.3 length=60 |  |  |  |  | check_battery length=7d | compare close sensors | constant length=5h eps=0.0001 |  | install_date | MAD deriv=2 z=7 length=180d | constant length=5h eps=0.0001
soil temperature 0.4m 8/5 | 0.4 | 8 | 5 | Tsoil 0.4m 8/5 | Box08_Temp5 | degC | Box08_Temp5 [degC] | SoilSoiltemperature0_4mAvg10Min_08_5 | bf33e4a7c6ea8 | Pedosphäre |  | Bodentemperatur | Average |  | _08_5 | SoilNet GB Box 08 | -25 | 50 |  | 0.4 | 2014-07-24 23:42 |  |  | 644534.427 | 5766479.311 | 80.174 | maintenance | man_flag | undef | limits | Spike thresh=1 toler=0.3 length=60 |  |  |  |  | check_battery length=7d | compare close sensors | constant length=5h eps=0.0001 |  | install_date | MAD deriv=2 z=7 length=180d | constant length=5h eps=0.0001
soil temperature 0.5m 8/6 | 0.5 | 8 | 6 | Tsoil 0.5m 8/6 | Box08_Temp6 | degC | Box08_Temp6 [degC] | SoilSoiltemperature0_5mAvg10Min_08_6 | bf33e4a7c6ea8 | Pedosphäre |  | Bodentemperatur | Average |  | _08_6 | SoilNet GB Box 08 | -10 | 30 |  | 0.5 | 2014-07-24 23:42 |  |  | 644534.427 | 5766479.311 | 80.174 | maintenance | man_flag | undef | limits | Spike thresh=1 toler=0.3 length=60 |  |  |  |  | check_battery length=7d | compare close sensors | constant length=5h eps=0.0001 |  | install_date | MAD deriv=2 z=7 length=180d | constant length=5h eps=0.0001
soil temperature 0.1m 9/1 | 0.1 | 9 | 1 | Tsoil 0.1m 9/1 | Box09_Temp1 | degC | Box09_Temp1 [degC] | SoilSoiltemperature0_1mAvg10Min_09_1 | d71acb39af7e5 | Pedosphäre |  | Bodentemperatur | Average |  | _09_1 | SoilNet GB Box 09 | -25 | 50 | 9 | 0.1 | 2014-07-29 08:04 |  |  | 644458.487 | 5766332.511 | 79.749 | maintenance | man_flag | undef | limits | Spike thresh=1 toler=0.3 length=60 |  |  |  |  | check_battery length=7d | compare close sensors | constant length=5h eps=0.0001 |  | install_date | MAD deriv=2 z=7 length=180d | constant length=5h eps=0.0001
soil temperature 0.15m 9/2 | 0.15 | 9 | 2 | Tsoil 0.15m 9/2 | Box09_Temp2 | degC | Box09_Temp2 [degC] | SoilSoiltemperature0_15mAvg10Min_09_2 | d71acb39af7e5 | Pedosphäre |  | Bodentemperatur | Average |  | _09_2 | SoilNet GB Box 09 | -25 | 50 | 9 | 0.15 | 2014-07-29 08:04 |  |  | 644458.487 | 5766332.511 | 79.749 | maintenance | man_flag | undef | limits | Spike thresh=1 toler=0.3 length=60 |  |  |  |  | check_battery length=7d | compare close sensors | constant length=5h eps=0.0001 |  | install_date | MAD deriv=2 z=7 length=180d | constant length=5h eps=0.0001
soil temperature 0.2m 9/3 | 0.2 | 9 | 3 | Tsoil 0.2m 9/3 | Box09_Temp3 | degC | Box09_Temp3 [degC] | SoilSoiltemperature0_2mAvg10Min_09_3 | d71acb39af7e5 | Pedosphäre |  | Bodentemperatur | Average |  | _09_3 | SoilNet GB Box 09 | -25 | 50 | 9 | 0.2 | 2014-07-29 08:04 |  |  | 644458.487 | 5766332.511 | 79.749 | maintenance | man_flag | undef | limits | Spike thresh=1 toler=0.3 length=60 |  |  |  |  | check_battery length=7d | compare close sensors | constant length=5h eps=0.0001 |  | install_date | MAD deriv=2 z=7 length=180d | constant length=5h eps=0.0001
soil temperature 0.3m 9/4 | 0.3 | 9 | 4 | Tsoil 0.3m 9/4 | Box09_Temp4 | degC | Box09_Temp4 [degC] | SoilSoiltemperature0_3mAvg10Min_09_4 | d71acb39af7e5 | Pedosphäre |  | Bodentemperatur | Average |  | _09_4 | SoilNet GB Box 09 | -25 | 50 | 9 | 0.3 | 2014-07-29 08:04 |  |  | 644458.487 | 5766332.511 | 79.749 | maintenance | man_flag | undef | limits | Spike thresh=1 toler=0.3 length=60 |  |  |  |  | check_battery length=7d | compare close sensors | constant length=5h eps=0.0001 |  | install_date | MAD deriv=2 z=7 length=180d | constant length=5h eps=0.0001
soil temperature 0.4m 9/5 | 0.4 | 9 | 5 | Tsoil 0.4m 9/5 | Box09_Temp5 | degC | Box09_Temp5 [degC] | SoilSoiltemperature0_4mAvg10Min_09_5 | d71acb39af7e5 | Pedosphäre |  | Bodentemperatur | Average |  | _09_5 | SoilNet GB Box 09 | -25 | 50 | 9 | 0.4 | 2014-07-29 08:04 |  |  | 644458.487 | 5766332.511 | 79.749 | maintenance | man_flag | undef | limits | Spike thresh=1 toler=0.3 length=60 |  |  |  |  | check_battery length=7d | compare close sensors | constant length=5h eps=0.0001 |  | install_date | MAD deriv=2 z=7 length=180d | constant length=5h eps=0.0001
soil temperature 0.5m 9/6 | 0.5 | 9 | 6 | Tsoil 0.5m 9/6 | Box09_Temp6 | degC | Box09_Temp6 [degC] | SoilSoiltemperature0_5mAvg10Min_09_6 | d71acb39af7e5 | Pedosphäre |  | Bodentemperatur | Average |  | _09_6 | SoilNet GB Box 09 | -10 | 30 | 9 | 0.5 | 2014-07-29 08:04 |  |  | 644458.487 | 5766332.511 | 79.749 | maintenance | man_flag | undef | limits | Spike thresh=1 toler=0.3 length=60 |  |  |  |  | check_battery length=7d | compare close sensors | constant length=5h eps=0.0001 |  | install_date | MAD deriv=2 z=7 length=180d | constant length=5h eps=0.0001
soil temperature 0.1m 10/1 | 0.1 | 10 | 1 | Tsoil 0.1m 10/1 | Box10_Temp1 | degC | Box10_Temp1 [degC] | SoilSoiltemperature0_1mAvg10Min_10_1 | c46e7f6bc066a | Pedosphäre |  | Bodentemperatur | Average |  | _10_1 | SoilNet GB Box 10 | -25 | 50 | 10 | 0.1 | 2014-07-29 12:32 |  |  | 644442.371 | 5766477.276 | 80.342 | maintenance | man_flag | undef | limits | Spike thresh=1 toler=0.3 length=60 |  |  |  |  | check_battery length=7d | compare close sensors | constant length=5h eps=0.0001 |  | install_date | MAD deriv=2 z=7 length=180d | constant length=5h eps=0.0001
soil temperature 0.15m 10/2 | 0.15 | 10 | 2 | Tsoil 0.15m 10/2 | Box10_Temp2 | degC | Box10_Temp2 [degC] | SoilSoiltemperature0_15mAvg10Min_10_2 | c46e7f6bc066a | Pedosphäre |  | Bodentemperatur | Average |  | _10_2 | SoilNet GB Box 10 | -25 | 50 | 10 | 0.15 | 2014-07-29 12:32 |  |  | 644442.371 | 5766477.276 | 80.342 | maintenance | man_flag | undef | limits | Spike thresh=1 toler=0.3 length=60 |  |  |  |  | check_battery length=7d | compare close sensors | constant length=5h eps=0.0001 |  | install_date | MAD deriv=2 z=7 length=180d | constant length=5h eps=0.0001
soil temperature 0.2m 10/3 | 0.2 | 10 | 3 | Tsoil 0.2m 10/3 | Box10_Temp3 | degC | Box10_Temp3 [degC] | SoilSoiltemperature0_2mAvg10Min_10_3 | c46e7f6bc066a | Pedosphäre |  | Bodentemperatur | Average |  | _10_3 | SoilNet GB Box 10 | -25 | 50 | 10 | 0.2 | 2014-07-29 12:32 |  |  | 644442.371 | 5766477.276 | 80.342 | maintenance | man_flag | undef | limits | Spike thresh=1 toler=0.3 length=60 |  |  |  |  | check_battery length=7d | compare close sensors | constant length=5h eps=0.0001 |  | install_date | MAD deriv=2 z=7 length=180d | constant length=5h eps=0.0001
soil temperature 0.3m 10/4 | 0.3 | 10 | 4 | Tsoil 0.3m 10/4 | Box10_Temp4 | degC | Box10_Temp4 [degC] | SoilSoiltemperature0_3mAvg10Min_10_4 | c46e7f6bc066a | Pedosphäre |  | Bodentemperatur | Average |  | _10_4 | SoilNet GB Box 10 | -25 | 50 | 10 | 0.3 | 2014-07-29 12:32 |  |  | 644442.371 | 5766477.276 | 80.342 | maintenance | man_flag | undef | limits | Spike thresh=1 toler=0.3 length=60 |  |  |  |  | check_battery length=7d | compare close sensors | constant length=5h eps=0.0001 |  | install_date | MAD deriv=2 z=7 length=180d | constant length=5h eps=0.0001
soil temperature 0.4m 10/5 | 0.4 | 10 | 5 | Tsoil 0.4m 10/5 | Box10_Temp5 | degC | Box10_Temp5 [degC] | SoilSoiltemperature0_4mAvg10Min_10_5 | c46e7f6bc066a | Pedosphäre |  | Bodentemperatur | Average |  | _10_5 | SoilNet GB Box 10 | -25 | 50 | 10 | 0.4 | 2014-07-29 12:32 |  |  | 644442.371 | 5766477.276 | 80.342 | maintenance | man_flag | undef | limits | Spike thresh=1 toler=0.3 length=60 |  |  |  |  | check_battery length=7d | compare close sensors | constant length=5h eps=0.0001 |  | install_date | MAD deriv=2 z=7 length=180d | constant length=5h eps=0.0001
soil temperature 0.5m 10/6 | 0.5 | 10 | 6 | Tsoil 0.5m 10/6 | Box10_Temp6 | degC | Box10_Temp6 [degC] | SoilSoiltemperature0_5mAvg10Min_10_6 | c46e7f6bc066a | Pedosphäre |  | Bodentemperatur | Average |  | _10_6 | SoilNet GB Box 10 | -10 | 30 | 10 | 0.5 | 2014-07-29 12:32 |  |  | 644442.371 | 5766477.276 | 80.342 | maintenance | man_flag | undef | limits | Spike thresh=1 toler=0.3 length=60 |  |  |  |  | check_battery length=7d | compare close sensors | constant length=5h eps=0.0001 |  | install_date | MAD deriv=2 z=7 length=180d | constant length=5h eps=0.0001
soil temperature 0.1m 11/1 | 0.1 | 11 | 1 | Tsoil 0.1m 11/1 | Box11_Temp1 | degC | Box11_Temp1 [degC] | SoilSoiltemperature0_1mAvg10Min_11_1 | e650399ceea66 | Pedosphäre |  | Bodentemperatur | Average |  | _11_1 | SoilNet GB Box 11 | -25 | 50 | 11 | 0.1 | 2014-07-29 12:27 |  |  | 644428.401 | 5766399.418 | 80.026 | maintenance | man_flag | undef | limits | Spike thresh=1 toler=0.3 length=60 |  |  |  |  | check_battery length=7d | compare close sensors | constant length=5h eps=0.0001 |  | install_date | MAD deriv=2 z=7 length=180d | constant length=5h eps=0.0001
soil temperature 0.15m 11/2 | 0.15 | 11 | 2 | Tsoil 0.15m 11/2 | Box11_Temp2 | degC | Box11_Temp2 [degC] | SoilSoiltemperature0_15mAvg10Min_11_2 | e650399ceea66 | Pedosphäre |  | Bodentemperatur | Average |  | _11_2 | SoilNet GB Box 11 | -25 | 50 | 11 | 0.15 | 2014-07-29 12:27 |  |  | 644428.401 | 5766399.418 | 80.026 | maintenance | man_flag | undef | limits | Spike thresh=1 toler=0.3 length=60 |  |  |  |  | check_battery length=7d | compare close sensors | constant length=5h eps=0.0001 |  | install_date | MAD deriv=2 z=7 length=180d | constant length=5h eps=0.0001
soil temperature 0.2m 11/3 | 0.2 | 11 | 3 | Tsoil 0.2m 11/3 | Box11_Temp3 | degC | Box11_Temp3 [degC] | SoilSoiltemperature0_2mAvg10Min_11_3 | e650399ceea66 | Pedosphäre |  | Bodentemperatur | Average |  | _11_3 | SoilNet GB Box 11 | -25 | 50 | 11 | 0.2 | 2014-07-29 12:27 |  |  | 644428.401 | 5766399.418 | 80.026 | maintenance | man_flag | undef | limits | Spike thresh=1 toler=0.3 length=60 |  |  |  |  | check_battery length=7d | compare close sensors | constant length=5h eps=0.0001 |  | install_date | MAD deriv=2 z=7 length=180d | constant length=5h eps=0.0001
soil temperature 0.3m 11/4 | 0.3 | 11 | 4 | Tsoil 0.3m 11/4 | Box11_Temp4 | degC | Box11_Temp4 [degC] | SoilSoiltemperature0_3mAvg10Min_11_4 | e650399ceea66 | Pedosphäre |  | Bodentemperatur | Average |  | _11_4 | SoilNet GB Box 11 | -25 | 50 | 11 | 0.3 | 2014-07-29 12:27 |  |  | 644428.401 | 5766399.418 | 80.026 | maintenance | man_flag | undef | limits | Spike thresh=1 toler=0.3 length=60 |  |  |  |  | check_battery length=7d | compare close sensors | constant length=5h eps=0.0001 |  | install_date | MAD deriv=2 z=7 length=180d | constant length=5h eps=0.0001
soil temperature 0.4m 11/5 | 0.4 | 11 | 5 | Tsoil 0.4m 11/5 | Box11_Temp5 | degC | Box11_Temp5 [degC] | SoilSoiltemperature0_4mAvg10Min_11_5 | e650399ceea66 | Pedosphäre |  | Bodentemperatur | Average |  | _11_5 | SoilNet GB Box 11 | -25 | 50 | 11 | 0.4 | 2014-07-29 12:27 |  |  | 644428.401 | 5766399.418 | 80.026 | maintenance | man_flag | undef | limits | Spike thresh=1 toler=0.3 length=60 |  |  |  |  | check_battery length=7d | compare close sensors | constant length=5h eps=0.0001 |  | install_date | MAD deriv=2 z=7 length=180d | constant length=5h eps=0.0001
soil temperature 0.5m 11/6 | 0.5 | 11 | 6 | Tsoil 0.5m 11/6 | Box11_Temp6 | degC | Box11_Temp6 [degC] | SoilSoiltemperature0_5mAvg10Min_11_6 | e650399ceea66 | Pedosphäre |  | Bodentemperatur | Average |  | _11_6 | SoilNet GB Box 11 | -10 | 30 | 11 | 0.5 | 2014-07-29 12:27 |  |  | 644428.401 | 5766399.418 | 80.026 | maintenance | man_flag | undef | limits | Spike thresh=1 toler=0.3 length=60 |  |  |  |  | check_battery length=7d | compare close sensors | constant length=5h eps=0.0001 |  | install_date | MAD deriv=2 z=7 length=180d | constant length=5h eps=0.0001
soil temperature 0.1m 12/1 | 0.1 | 13 | 1 | Tsoil 0.1m 12/1 | Box13_Temp1 | degC | Box13_Temp1 [degC] | SoilSoiltemperature0_1mAvg10Min_12_1 | 979eff72d2c86 | Pedosphäre |  | Bodentemperatur | Average |  | _12_1 | SoilNet GB Box 12 | -25 | 50 |  | 0.1 | 2014-07-29 07:32 |  | node between 12 and 13 | 644514.003 | 5766444.893 | 80.241 | maintenance | man_flag | undef | limits | Spike thresh=1 toler=0.3 length=60 |  |  |  |  | check_battery length=7d | compare close sensors | constant length=5h eps=0.0001 |  | install_date | MAD deriv=2 z=7 length=180d | constant length=5h eps=0.0001
soil temperature 0.2m 12/2 | 0.2 | 13 | 2 | Tsoil 0.2m 12/2 | Box13_Temp2 | degC | Box13_Temp2 [degC] | SoilSoiltemperature0_2mAvg10Min_12_2 | 979eff72d2c86 | Pedosphäre |  | Bodentemperatur | Average |  | _12_2 | SoilNet GB Box 12 | -25 | 50 |  | 0.2 | 2014-07-29 07:32 |  |  | 644514.003 | 5766444.893 | 80.241 | maintenance | man_flag | undef | limits | Spike thresh=1 toler=0.3 length=60 |  |  |  |  | check_battery length=7d | compare close sensors | constant length=5h eps=0.0001 |  | install_date | MAD deriv=2 z=7 length=180d | constant length=5h eps=0.0001
soil temperature 0.4m 12/3 | 0.4 | 13 | 3 | Tsoil 0.4m 12/3 | Box13_Temp3 | degC | Box13_Temp3 [degC] | SoilSoiltemperature0_4mAvg10Min_12_3 | 979eff72d2c86 | Pedosphäre |  | Bodentemperatur | Average |  | _12_3 | SoilNet GB Box 12 | -25 | 50 |  | 0.4 | 2014-07-29 07:32 |  |  | 644514.003 | 5766444.893 | 80.241 | maintenance | man_flag | undef | limits | Spike thresh=1 toler=0.3 length=60 |  |  |  |  | check_battery length=7d | compare close sensors | constant length=5h eps=0.0001 |  | install_date | MAD deriv=2 z=7 length=180d | constant length=5h eps=0.0001
soil temperature 0.1m 13/4 | 0.1 | 13 | 4 | Tsoil 0.1m 13/4 | Box13_Temp4 | degC | Box13_Temp4 [degC] | SoilSoiltemperature0_1mAvg10Min_13_4 | 979eff72d2c86 | Pedosphäre |  | Bodentemperatur | Average |  | _13_4 | SoilNet GB Box 13 | -25 | 50 | 13 | 0.1 | 2014-07-29 07:32 |  |  | 644509.652 | 5766436.008 | 80.149 | maintenance | man_flag | undef | limits | Spike thresh=1 toler=0.3 length=60 |  |  |  |  | check_battery length=7d | compare close sensors | constant length=5h eps=0.0001 |  | install_date | MAD deriv=2 z=7 length=180d | constant length=5h eps=0.0001
soil temperature 0.2m 13/5 | 0.2 | 13 | 5 | Tsoil 0.2m 13/5 | Box13_Temp5 | degC | Box13_Temp5 [degC] | SoilSoiltemperature0_2mAvg10Min_13_5 | 979eff72d2c86 | Pedosphäre |  | Bodentemperatur | Average |  | _13_5 | SoilNet GB Box 13 | -25 | 50 | 13 | 0.2 | 2014-07-29 07:32 |  |  | 644509.652 | 5766436.008 | 80.149 | maintenance | man_flag | undef | limits | Spike thresh=1 toler=0.3 length=60 |  |  |  |  | check_battery length=7d | compare close sensors | constant length=5h eps=0.0001 |  | install_date | MAD deriv=2 z=7 length=180d | constant length=5h eps=0.0001
soil temperature 0.4m 13/6 | 0.4 | 13 | 6 | Tsoil 0.4m 13/6 | Box13_Temp6 | degC | Box13_Temp6 [degC] | SoilSoiltemperature0_4mAvg10Min_13_6 | 979eff72d2c86 | Pedosphäre |  | Bodentemperatur | Average |  | _13_6 | SoilNet GB Box 13 | -25 | 50 | 13 | 0.4 | 2014-07-29 07:32 |  |  | 644509.652 | 5766436.008 | 80.149 | maintenance | man_flag | undef | limits | Spike thresh=1 toler=0.3 length=60 |  |  |  |  | check_battery length=7d | compare close sensors | constant length=5h eps=0.0001 |  | install_date | MAD deriv=2 z=7 length=180d | constant length=5h eps=0.0001
soil temperature 0.1m 14/1 | 0.1 | 14 | 1 | Tsoil 0.1m 14/1 | Box14_Temp1 | degC | Box14_Temp1 [degC] | SoilSoiltemperature0_1mAvg10Min_14_1 | 47fde0b8c9fa8 | Pedosphäre |  | Bodentemperatur | Average |  | _14_1 | SoilNet GB Box 14 | -25 | 50 | 14 | 0.1 | 2015-02-20 13:16 |  |  | 644255.908 | 5766475.019 | 80.089 | maintenance | man_flag | undef | limits | Spike thresh=1 toler=0.3 length=60 |  |  |  |  | check_battery length=7d | compare close sensors | constant length=5h eps=0.0001 |  | install_date | MAD deriv=2 z=7 length=180d | constant length=5h eps=0.0001
soil temperature 0.15m 14/2 | 0.15 | 14 | 2 | Tsoil 0.15m 14/2 | Box14_Temp2 | degC | Box14_Temp2 [degC] | SoilSoiltemperature0_15mAvg10Min_14_2 | 47fde0b8c9fa8 | Pedosphäre |  | Bodentemperatur | Average |  | _14_2 | SoilNet GB Box 14 | -25 | 50 | 14 | 0.15 | 2015-02-20 13:16 |  |  | 644255.908 | 5766475.019 | 80.089 | maintenance | man_flag | undef | limits | Spike thresh=1 toler=0.3 length=60 |  |  |  |  | check_battery length=7d | compare close sensors | constant length=5h eps=0.0001 |  | install_date | MAD deriv=2 z=7 length=180d | constant length=5h eps=0.0001
soil temperature 0.3m 14/3 | 0.3 | 14 | 3 | Tsoil 0.3m 14/3 | Box14_Temp3 | degC | Box14_Temp3 [degC] | SoilSoiltemperature0_3mAvg10Min_14_3 | 47fde0b8c9fa8 | Pedosphäre |  | Bodentemperatur | Average |  | _14_3 | SoilNet GB Box 14 | -25 | 50 | 14 | 0.3 | 2015-02-20 13:16 |  |  | 644255.908 | 5766475.019 | 80.089 | maintenance | man_flag | undef | limits | Spike thresh=1 toler=0.3 length=60 |  |  |  |  | check_battery length=7d | compare close sensors | constant length=5h eps=0.0001 |  | install_date | MAD deriv=2 z=7 length=180d | constant length=5h eps=0.0001
soil temperature 0.2m 14/4 | 0.2 | 14 | 4 | Tsoil 0.2m 14/4 | Box14_Temp4 | degC | Box14_Temp4 [degC] | SoilSoiltemperature0_2mAvg10Min_14_4 | 47fde0b8c9fa8 | Pedosphäre |  | Bodentemperatur | Average |  | _14_4 | SoilNet GB Box 14 | -25 | 50 | 14 | 0.2 | 2015-02-20 13:16 |  |  | 644255.908 | 5766475.019 | 80.089 | maintenance | man_flag | undef | limits | Spike thresh=1 toler=0.3 length=60 |  |  |  |  | check_battery length=7d | compare close sensors | constant length=5h eps=0.0001 |  | install_date | MAD deriv=2 z=7 length=180d | constant length=5h eps=0.0001
soil temperature 0.4m 14/5 | 0.4 | 14 | 5 | Tsoil 0.4m 14/5 | Box14_Temp5 | degC | Box14_Temp5 [degC] | SoilSoiltemperature0_4mAvg10Min_14_5 | 47fde0b8c9fa8 | Pedosphäre |  | Bodentemperatur | Average |  | _14_5 | SoilNet GB Box 14 | -25 | 50 | 14 | 0.4 | 2015-02-20 13:16 |  |  | 644255.908 | 5766475.019 | 80.089 | maintenance | man_flag | undef | limits | Spike thresh=1 toler=0.3 length=60 |  |  |  |  | check_battery length=7d | compare close sensors | constant length=5h eps=0.0001 |  | install_date | MAD deriv=2 z=7 length=180d | constant length=5h eps=0.0001
soil temperature 0.5m 14/6 | 0.5 | 14 | 6 | Tsoil 0.5m 14/6 | Box14_Temp6 | degC | Box14_Temp6 [degC] | SoilSoiltemperature0_5mAvg10Min_14_6 | 47fde0b8c9fa8 | Pedosphäre |  | Bodentemperatur | Average |  | _14_6 | SoilNet GB Box 14 | -10 | 30 | 14 | 0.5 | 2015-02-20 13:16 |  |  | 644255.908 | 5766475.019 | 80.089 | maintenance | man_flag | undef | limits | Spike thresh=1 toler=0.3 length=60 |  |  |  |  | check_battery length=7d | compare close sensors | constant length=5h eps=0.0001 |  | install_date | MAD deriv=2 z=7 length=180d | constant length=5h eps=0.0001
soil temperature 0.1m 15/1 | 0.1 | 15 | 1 | Tsoil 0.1m 15/1 | Box15_Temp1 | degC | Box15_Temp1 [degC] | SoilSoiltemperature0_1mAvg10Min_15_1 | 2b77615e39c1a | Pedosphäre |  | Bodentemperatur | Average |  | _15_1 | SoilNet GB Box 15 | -25 | 50 | 15 | 0.1 | 2015-02-20 11:00 |  | node 15 | 644296.815 | 5766440.704 | 79.644 | maintenance | man_flag | undef | limits | Spike thresh=1 toler=0.3 length=60 |  |  |  |  | check_battery length=7d | compare close sensors | constant length=5h eps=0.0001 |  | install_date | MAD deriv=2 z=7 length=180d | constant length=5h eps=0.0001
soil temperature 0.2m 15/2 | 0.2 | 15 | 2 | Tsoil 0.2m 15/2 | Box15_Temp2 | degC | Box15_Temp2 [degC] | SoilSoiltemperature0_2mAvg10Min_15_2 | 2b77615e39c1a | Pedosphäre |  | Bodentemperatur | Average |  | _15_2 | SoilNet GB Box 15 | -25 | 50 | 15 | 0.2 | 2015-02-20 11:00 |  |  | 644296.815 | 5766440.704 | 79.644 | maintenance | man_flag | undef | limits | Spike thresh=1 toler=0.3 length=60 |  |  |  |  | check_battery length=7d | compare close sensors | constant length=5h eps=0.0001 |  | install_date | MAD deriv=2 z=7 length=180d | constant length=5h eps=0.0001
soil temperature 0.4m 15/3 | 0.4 | 15 | 3 | Tsoil 0.4m 15/3 | Box15_Temp3 | degC | Box15_Temp3 [degC] | SoilSoiltemperature0_4mAvg10Min_15_3 | 2b77615e39c1a | Pedosphäre |  | Bodentemperatur | Average |  | _15_3 | SoilNet GB Box 15 | -25 | 50 | 15 | 0.4 | 2015-02-20 11:00 |  |  | 644296.815 | 5766440.704 | 79.644 | maintenance | man_flag | undef | limits | Spike thresh=1 toler=0.3 length=60 |  |  |  |  | check_battery length=7d | compare close sensors | constant length=5h eps=0.0001 |  | install_date | MAD deriv=2 z=7 length=180d | constant length=5h eps=0.0001
soil temperature 0.1m 16/4 | 0.1 | 15 | 4 | Tsoil 0.1m 16/4 | Box15_Temp4 | degC | Box15_Temp4 [degC] | SoilSoiltemperature0_1mAvg10Min_16_4 | 2b77615e39c1a | Pedosphäre |  | Bodentemperatur | Average |  | _16_4 | SoilNet GB Box 16 | -25 | 50 |  | 0.1 | 2015-02-20 11:00 |  |  | 644293.287 | 5766434.007 | 79.414 | maintenance | man_flag | undef | limits | Spike thresh=1 toler=0.3 length=60 |  |  |  |  | check_battery length=7d | compare close sensors | constant length=5h eps=0.0001 |  | install_date | MAD deriv=2 z=7 length=180d | constant length=5h eps=0.0001
soil temperature 0.2m 16/5 | 0.2 | 15 | 5 | Tsoil 0.2m 16/5 | Box15_Temp5 | degC | Box15_Temp5 [degC] | SoilSoiltemperature0_2mAvg10Min_16_5 | 2b77615e39c1a | Pedosphäre |  | Bodentemperatur | Average |  | _16_5 | SoilNet GB Box 16 | -25 | 50 |  | 0.2 | 2015-02-20 11:00 |  |  | 644293.287 | 5766434.007 | 79.414 | maintenance | man_flag | undef | limits | Spike thresh=1 toler=0.3 length=60 |  |  |  |  | check_battery length=7d | compare close sensors | constant length=5h eps=0.0001 |  | install_date | MAD deriv=2 z=7 length=180d | constant length=5h eps=0.0001
soil temperature 0.4m 16/6 | 0.4 | 15 | 6 | Tsoil 0.4m 16/6 | Box15_Temp6 | degC | Box15_Temp6 [degC] | SoilSoiltemperature0_4mAvg10Min_16_6 | 2b77615e39c1a | Pedosphäre |  | Bodentemperatur | Average |  | _16_6 | SoilNet GB Box 16 | -25 | 50 |  | 0.4 | 2015-02-20 11:00 |  |  | 644293.287 | 5766434.007 | 79.414 | maintenance | man_flag | undef | limits | Spike thresh=1 toler=0.3 length=60 |  |  |  |  | check_battery length=7d | compare close sensors | constant length=5h eps=0.0001 |  | install_date | MAD deriv=2 z=7 length=180d | constant length=5h eps=0.0001
soil temperature 0.1m 17/1 | 0.1 | 17 | 1 | Tsoil 0.1m 17/1 | Box17_Temp1 | degC | Box17_Temp1 [degC] | SoilSoiltemperature0_1mAvg10Min_17_1 | 0f142220d2e04 | Pedosphäre |  | Bodentemperatur | Average |  | _17_1 | SoilNet GB Box 17 | -25 | 50 | 17 | 0.1 | 2014-07-29 12:30 |  |  | 644255.712 | 5766392.479 | 80.236 | maintenance | man_flag | undef | limits | Spike thresh=1 toler=0.3 length=60 |  |  |  |  | check_battery length=7d | compare close sensors | constant length=5h eps=0.0001 |  | install_date | MAD deriv=2 z=7 length=180d | constant length=5h eps=0.0001
soil temperature 0.15m 17/2 | 0.15 | 17 | 2 | Tsoil 0.15m 17/2 | Box17_Temp2 | degC | Box17_Temp2 [degC] | SoilSoiltemperature0_15mAvg10Min_17_2 | 0f142220d2e04 | Pedosphäre |  | Bodentemperatur | Average |  | _17_2 | SoilNet GB Box 17 | -25 | 50 | 17 | 0.15 | 2014-07-29 12:30 |  |  | 644255.712 | 5766392.479 | 80.236 | maintenance | man_flag | undef | limits | Spike thresh=1 toler=0.3 length=60 |  |  |  |  | check_battery length=7d | compare close sensors | constant length=5h eps=0.0001 |  | install_date | MAD deriv=2 z=7 length=180d | constant length=5h eps=0.0001
soil temperature 0.2m 17/3 | 0.2 | 17 | 3 | Tsoil 0.2m 17/3 | Box17_Temp3 | degC | Box17_Temp3 [degC] | SoilSoiltemperature0_2mAvg10Min_17_3 | 0f142220d2e04 | Pedosphäre |  | Bodentemperatur | Average |  | _17_3 | SoilNet GB Box 17 | -25 | 50 | 17 | 0.2 | 2014-07-29 12:30 |  |  | 644255.712 | 5766392.479 | 80.236 | maintenance | man_flag | undef | limits | Spike thresh=1 toler=0.3 length=60 |  |  |  |  | check_battery length=7d | compare close sensors | constant length=5h eps=0.0001 |  | install_date | MAD deriv=2 z=7 length=180d | constant length=5h eps=0.0001
soil temperature 0.3m 17/4 | 0.3 | 17 | 4 | Tsoil 0.3m 17/4 | Box17_Temp4 | degC | Box17_Temp4 [degC] | SoilSoiltemperature0_3mAvg10Min_17_4 | 0f142220d2e04 | Pedosphäre |  | Bodentemperatur | Average |  | _17_4 | SoilNet GB Box 17 | -25 | 50 | 17 | 0.3 | 2014-07-29 12:30 |  |  | 644255.712 | 5766392.479 | 80.236 | maintenance | man_flag | undef | limits | Spike thresh=1 toler=0.3 length=60 |  |  |  |  | check_battery length=7d | compare close sensors | constant length=5h eps=0.0001 |  | install_date | MAD deriv=2 z=7 length=180d | constant length=5h eps=0.0001
soil temperature 0.4m 17/5 | 0.4 | 17 | 5 | Tsoil 0.4m 17/5 | Box17_Temp5 | degC | Box17_Temp5 [degC] | SoilSoiltemperature0_4mAvg10Min_17_5 | 0f142220d2e04 | Pedosphäre |  | Bodentemperatur | Average |  | _17_5 | SoilNet GB Box 17 | -25 | 50 | 17 | 0.4 | 2014-07-29 12:30 |  |  | 644255.712 | 5766392.479 | 80.236 | maintenance | man_flag | undef | limits | Spike thresh=1 toler=0.3 length=60 |  |  |  |  | check_battery length=7d | compare close sensors | constant length=5h eps=0.0001 |  | install_date | MAD deriv=2 z=7 length=180d | constant length=5h eps=0.0001
soil temperature 0.5m 17/6 | 0.5 | 17 | 6 | Tsoil 0.5m 17/6 | Box17_Temp6 | degC | Box17_Temp6 [degC] | SoilSoiltemperature0_5mAvg10Min_17_6 | 0f142220d2e04 | Pedosphäre |  | Bodentemperatur | Average |  | _17_6 | SoilNet GB Box 17 | -10 | 30 | 17 | 0.5 | 2014-07-29 12:30 |  |  | 644255.712 | 5766392.479 | 80.236 | maintenance | man_flag | undef | limits | Spike thresh=1 toler=0.3 length=60 |  |  |  |  | check_battery length=7d | compare close sensors | constant length=5h eps=0.0001 |  | install_date | MAD deriv=2 z=7 length=180d | constant length=5h eps=0.0001
soil temperature 0.1m 18/1 | 0.1 | 18 | 1 | Tsoil 0.1m 18/1 | Box18_Temp1 | degC | Box18_Temp1 [degC] | SoilSoiltemperature0_1mAvg10Min_18_1 | 518f75c2a90dc | Pedosphäre |  | Bodentemperatur | Average |  | _18_1 | SoilNet GB Box 18 | -25 | 50 | 18 | 0.1 | 2014-08-24 13:09 |  |  | 644337.397 | 5766400.597 | 79.328 | maintenance | man_flag | undef | limits | Spike thresh=1 toler=0.3 length=60 |  |  |  |  | check_battery length=7d | compare close sensors | constant length=5h eps=0.0001 |  | install_date | MAD deriv=2 z=7 length=180d | constant length=5h eps=0.0001
soil temperature 0.15m 18/2 | 0.15 | 18 | 2 | Tsoil 0.15m 18/2 | Box18_Temp2 | degC | Box18_Temp2 [degC] | SoilSoiltemperature0_15mAvg10Min_18_2 | 518f75c2a90dc | Pedosphäre |  | Bodentemperatur | Average |  | _18_2 | SoilNet GB Box 18 | -25 | 50 | 18 | 0.15 | 2014-08-24 13:09 |  |  | 644337.397 | 5766400.597 | 79.328 | maintenance | man_flag | undef | limits | Spike thresh=1 toler=0.3 length=60 |  |  |  |  | check_battery length=7d | compare close sensors | constant length=5h eps=0.0001 |  | install_date | MAD deriv=2 z=7 length=180d | constant length=5h eps=0.0001
soil temperature 0.2m 18/3 | 0.2 | 18 | 3 | Tsoil 0.2m 18/3 | Box18_Temp3 | degC | Box18_Temp3 [degC] | SoilSoiltemperature0_2mAvg10Min_18_3 | 518f75c2a90dc | Pedosphäre |  | Bodentemperatur | Average |  | _18_3 | SoilNet GB Box 18 | -25 | 50 | 18 | 0.2 | 2014-08-24 13:09 |  |  | 644337.397 | 5766400.597 | 79.328 | maintenance | man_flag | undef | limits | Spike thresh=1 toler=0.3 length=60 |  |  |  |  | check_battery length=7d | compare close sensors | constant length=5h eps=0.0001 |  | install_date | MAD deriv=2 z=7 length=180d | constant length=5h eps=0.0001
soil temperature 0.3m 18/4 | 0.3 | 18 | 4 | Tsoil 0.3m 18/4 | Box18_Temp4 | degC | Box18_Temp4 [degC] | SoilSoiltemperature0_3mAvg10Min_18_4 | 518f75c2a90dc | Pedosphäre |  | Bodentemperatur | Average |  | _18_4 | SoilNet GB Box 18 | -25 | 50 | 18 | 0.3 | 2014-08-24 13:09 |  |  | 644337.397 | 5766400.597 | 79.328 | maintenance | man_flag | undef | limits | Spike thresh=1 toler=0.3 length=60 |  |  |  |  | check_battery length=7d | compare close sensors | constant length=5h eps=0.0001 |  | install_date | MAD deriv=2 z=7 length=180d | constant length=5h eps=0.0001
soil temperature 0.4m 18/5 | 0.4 | 18 | 5 | Tsoil 0.4m 18/5 | Box18_Temp5 | degC | Box18_Temp5 [degC] | SoilSoiltemperature0_4mAvg10Min_18_5 | 518f75c2a90dc | Pedosphäre |  | Bodentemperatur | Average |  | _18_5 | SoilNet GB Box 18 | -25 | 50 | 18 | 0.4 | 2014-08-24 13:09 |  |  | 644337.397 | 5766400.597 | 79.328 | maintenance | man_flag | undef | limits | Spike thresh=1 toler=0.3 length=60 |  |  |  |  | check_battery length=7d | compare close sensors | constant length=5h eps=0.0001 |  | install_date | MAD deriv=2 z=7 length=180d | constant length=5h eps=0.0001
soil temperature 0.5m 18/6 | 0.5 | 18 | 6 | Tsoil 0.5m 18/6 | Box18_Temp6 | degC | Box18_Temp6 [degC] | SoilSoiltemperature0_5mAvg10Min_18_6 | 518f75c2a90dc | Pedosphäre |  | Bodentemperatur | Average |  | _18_6 | SoilNet GB Box 18 | -10 | 30 | 18 | 0.5 | 2014-08-24 13:09 |  |  | 644337.397 | 5766400.597 | 79.328 | maintenance | man_flag | undef | limits | Spike thresh=1 toler=0.3 length=60 |  |  |  |  | check_battery length=7d | compare close sensors | constant length=5h eps=0.0001 |  | install_date | MAD deriv=2 z=7 length=180d | constant length=5h eps=0.0001
soil temperature 0.05m 19/1 | 0.05 | 19 | 1 | Tsoil 0.05m 19/1 | Box19_Temp1 | degC | Box19_Temp1 [degC] | SoilSoiltemperature0_05mAvg10Min_19_1 | 7cff0d397b389 | Pedosphäre |  | Bodentemperatur | Average |  | _19_1 | SoilNet GB Box 19 | -25 | 50 | 19 | 0.05 | 2015-01-14 16:08 |  |  | 644343.912 | 5766515.004 | 79.458 | maintenance | man_flag | undef | limits | Spike thresh=1 toler=0.3 length=60 |  |  |  |  | check_battery length=7d | compare close sensors | constant length=5h eps=0.0001 |  | install_date | MAD deriv=2 z=7 length=180d | constant length=5h eps=0.0001
soil temperature 0.1m 19/2 | 0.1 | 19 | 2 | Tsoil 0.1m 19/2 | Box19_Temp2 | degC | Box19_Temp2 [degC] | SoilSoiltemperature0_1mAvg10Min_19_2 | 7cff0d397b389 | Pedosphäre |  | Bodentemperatur | Average |  | _19_2 | SoilNet GB Box 19 | -25 | 50 | 19 | 0.1 | 2015-01-14 16:08 |  |  | 644343.912 | 5766515.004 | 79.458 | maintenance | man_flag | undef | limits | Spike thresh=1 toler=0.3 length=60 |  |  |  |  | check_battery length=7d | compare close sensors | constant length=5h eps=0.0001 |  | install_date | MAD deriv=2 z=7 length=180d | constant length=5h eps=0.0001
soil temperature 0.2m 19/3 | 0.2 | 19 | 3 | Tsoil 0.2m 19/3 | Box19_Temp3 | degC | Box19_Temp3 [degC] | SoilSoiltemperature0_2mAvg10Min_19_3 | 7cff0d397b389 | Pedosphäre |  | Bodentemperatur | Average |  | _19_3 | SoilNet GB Box 19 | -25 | 50 | 19 | 0.2 | 2015-01-14 16:08 |  |  | 644343.912 | 5766515.004 | 79.458 | maintenance | man_flag | undef | limits | Spike thresh=1 toler=0.3 length=60 |  |  |  |  | check_battery length=7d | compare close sensors | constant length=5h eps=0.0001 |  | install_date | MAD deriv=2 z=7 length=180d | constant length=5h eps=0.0001
soil temperature 0.3m 19/4 | 0.3 | 19 | 4 | Tsoil 0.3m 19/4 | Box19_Temp4 | degC | Box19_Temp4 [degC] | SoilSoiltemperature0_3mAvg10Min_19_4 | 7cff0d397b389 | Pedosphäre |  | Bodentemperatur | Average |  | _19_4 | SoilNet GB Box 19 | -25 | 50 | 19 | 0.3 | 2015-01-14 16:08 |  |  | 644343.912 | 5766515.004 | 79.458 | maintenance | man_flag | undef | limits | Spike thresh=1 toler=0.3 length=60 |  |  |  |  | check_battery length=7d | compare close sensors | constant length=5h eps=0.0001 |  | install_date | MAD deriv=2 z=7 length=180d | constant length=5h eps=0.0001
soil temperature 0.4m 19/5 | 0.4 | 19 | 5 | Tsoil 0.4m 19/5 | Box19_Temp5 | degC | Box19_Temp5 [degC] | SoilSoiltemperature0_4mAvg10Min_19_5 | 7cff0d397b389 | Pedosphäre |  | Bodentemperatur | Average |  | _19_5 | SoilNet GB Box 19 | -25 | 50 | 19 | 0.4 | 2015-01-14 16:08 |  |  | 644343.912 | 5766515.004 | 79.458 | maintenance | man_flag | undef | limits | Spike thresh=1 toler=0.3 length=60 |  |  |  |  | check_battery length=7d | compare close sensors | constant length=5h eps=0.0001 |  | install_date | MAD deriv=2 z=7 length=180d | constant length=5h eps=0.0001
soil temperature 0.4m 19/6 | 0.4 | 19 | 6 | Tsoil 0.4m 19/6 | Box19_Temp6 | degC | Box19_Temp6 [degC] | SoilSoiltemperature0_4mAvg10Min_19_6 | 7cff0d397b389 | Pedosphäre |  | Bodentemperatur | Average |  | _19_6 | SoilNet GB Box 19 | -25 | 50 | 19 | 0.4 | 2015-01-14 16:08 |  |  | 644343.912 | 5766515.004 | 79.458 | maintenance | man_flag | undef | limits | Spike thresh=1 toler=0.3 length=60 |  |  |  |  | check_battery length=7d | compare close sensors | constant length=5h eps=0.0001 |  | install_date | MAD deriv=2 z=7 length=180d | constant length=5h eps=0.0001
soil temperature 0.1m 20/1 | 0.1 | 20 | 1 | Tsoil 0.1m 20/1 | Box20_Temp1 | degC | Box20_Temp1 [degC] | SoilSoiltemperature0_1mAvg10Min_20_1 | 95c79f5c1dd2d | Pedosphäre |  | Bodentemperatur | Average |  | _20_1 | SoilNet GB Box 20 | -25 | 50 |  | 0.1 | 2015-05-13 10:13 |  |  | 644286.369 | 5766518.79 | 79.426 | maintenance | man_flag | undef | limits | Spike thresh=1 toler=0.3 length=60 |  |  |  |  | check_battery length=7d | compare close sensors | constant length=5h eps=0.0001 |  | install_date | MAD deriv=2 z=7 length=180d | constant length=5h eps=0.0001
soil temperature 0.15m 20/2 | 0.15 | 20 | 2 | Tsoil 0.15m 20/2 | Box20_Temp2 | degC | Box20_Temp2 [degC] | SoilSoiltemperature0_15mAvg10Min_20_2 | 95c79f5c1dd2d | Pedosphäre |  | Bodentemperatur | Average |  | _20_2 | SoilNet GB Box 20 | -25 | 50 |  | 0.15 | 2015-05-13 10:13 |  |  | 644286.369 | 5766518.79 | 79.426 | maintenance | man_flag | undef | limits | Spike thresh=1 toler=0.3 length=60 |  |  |  |  | check_battery length=7d | compare close sensors | constant length=5h eps=0.0001 |  | install_date | MAD deriv=2 z=7 length=180d | constant length=5h eps=0.0001
soil temperature 0.2m 20/3 | 0.2 | 20 | 3 | Tsoil 0.2m 20/3 | Box20_Temp3 | degC | Box20_Temp3 [degC] | SoilSoiltemperature0_2mAvg10Min_20_3 | 95c79f5c1dd2d | Pedosphäre |  | Bodentemperatur | Average |  | _20_3 | SoilNet GB Box 20 | -25 | 50 |  | 0.2 | 2015-05-13 10:13 |  |  | 644286.369 | 5766518.79 | 79.426 | maintenance | man_flag | undef | limits | Spike thresh=1 toler=0.3 length=60 |  |  |  |  | check_battery length=7d | compare close sensors | constant length=5h eps=0.0001 |  | install_date | MAD deriv=2 z=7 length=180d | constant length=5h eps=0.0001
soil temperature 0.3m 20/4 | 0.3 | 20 | 4 | Tsoil 0.3m 20/4 | Box20_Temp4 | degC | Box20_Temp4 [degC] | SoilSoiltemperature0_3mAvg10Min_20_4 | 95c79f5c1dd2d | Pedosphäre |  | Bodentemperatur | Average |  | _20_4 | SoilNet GB Box 20 | -25 | 50 |  | 0.3 | 2015-05-13 10:13 |  |  | 644286.369 | 5766518.79 | 79.426 | maintenance | man_flag | undef | limits | Spike thresh=1 toler=0.3 length=60 |  |  |  |  | check_battery length=7d | compare close sensors | constant length=5h eps=0.0001 |  | install_date | MAD deriv=2 z=7 length=180d | constant length=5h eps=0.0001
soil temperature 0.4m 20/5 | 0.4 | 20 | 5 | Tsoil 0.4m 20/5 | Box20_Temp5 | degC | Box20_Temp5 [degC] | SoilSoiltemperature0_4mAvg10Min_20_5 | 95c79f5c1dd2d | Pedosphäre |  | Bodentemperatur | Average |  | _20_5 | SoilNet GB Box 20 | -25 | 50 |  | 0.4 | 2015-05-13 10:13 |  |  | 644286.369 | 5766518.79 | 79.426 | maintenance | man_flag | undef | limits | Spike thresh=1 toler=0.3 length=60 |  |  |  |  | check_battery length=7d | compare close sensors | constant length=5h eps=0.0001 |  | install_date | MAD deriv=2 z=7 length=180d | constant length=5h eps=0.0001
soil temperature 0.5m 20/6 | 0.5 | 20 | 6 | Tsoil 0.5m 20/6 | Box20_Temp6 | degC | Box20_Temp6 [degC] | SoilSoiltemperature0_5mAvg10Min_20_6 | 95c79f5c1dd2d | Pedosphäre |  | Bodentemperatur | Average |  | _20_6 | SoilNet GB Box 20 | -10 | 30 |  | 0.5 | 2015-05-13 10:13 |  |  | 644286.369 | 5766518.79 | 79.426 | maintenance | man_flag | undef | limits | Spike thresh=1 toler=0.3 length=60 |  |  |  |  | check_battery length=7d | compare close sensors | constant length=5h eps=0.0001 |  | install_date | MAD deriv=2 z=7 length=180d | constant length=5h eps=0.0001
soil temperature 0.1m 21/1 | 0.1 | 21 | 1 | Tsoil 0.1m 21/1 | Box21_Temp1 | degC | Box21_Temp1 [degC] | SoilSoiltemperature0_1mAvg10Min_21_1 | e88369ed0f61d | Pedosphäre |  | Bodentemperatur | Average |  | _21_1 | SoilNet GB Box 21 | -25 | 50 | 21 | 0.1 | 2015-01-14 16:01 |  |  | 644340.328 | 5766427.451 | 79.919 | maintenance | man_flag | undef | limits | Spike thresh=1 toler=0.3 length=60 |  |  |  |  | check_battery length=7d | compare close sensors | constant length=5h eps=0.0001 |  | install_date | MAD deriv=2 z=7 length=180d | constant length=5h eps=0.0001
soil temperature 0.2m 21/2 | 0.2 | 21 | 2 | Tsoil 0.2m 21/2 | Box21_Temp2 | degC | Box21_Temp2 [degC] | SoilSoiltemperature0_2mAvg10Min_21_2 | e88369ed0f61d | Pedosphäre |  | Bodentemperatur | Average |  | _21_2 | SoilNet GB Box 21 | -25 | 50 | 21 | 0.2 | 2015-01-14 16:01 |  |  | 644340.328 | 5766427.451 | 79.919 | maintenance | man_flag | undef | limits | Spike thresh=1 toler=0.3 length=60 |  |  |  |  | check_battery length=7d | compare close sensors | constant length=5h eps=0.0001 |  | install_date | MAD deriv=2 z=7 length=180d | constant length=5h eps=0.0001
soil temperature 0.4m 21/3 | 0.4 | 21 | 3 | Tsoil 0.4m 21/3 | Box21_Temp3 | degC | Box21_Temp3 [degC] | SoilSoiltemperature0_4mAvg10Min_21_3 | e88369ed0f61d | Pedosphäre |  | Bodentemperatur | Average |  | _21_3 | SoilNet GB Box 21 | -25 | 50 | 21 | 0.4 | 2015-01-14 16:01 |  |  | 644340.328 | 5766427.451 | 79.919 | maintenance | man_flag | undef | limits | Spike thresh=1 toler=0.3 length=60 |  |  |  |  | check_battery length=7d | compare close sensors | constant length=5h eps=0.0001 |  | install_date | MAD deriv=2 z=7 length=180d | constant length=5h eps=0.0001
soil temperature 0.1m 22/4 | 0.1 | 21 | 4 | Tsoil 0.1m 22/4 | Box21_Temp4 | degC | Box21_Temp4 [degC] | SoilSoiltemperature0_1mAvg10Min_22_4 | e88369ed0f61d | Pedosphäre |  | Bodentemperatur | Average |  | _22_4 | SoilNet GB Box 22 | -25 | 50 | 22 | 0.1 | 2015-01-14 16:01 |  |  | 644347.461 | 5766428.185 | 79.932 | maintenance | man_flag | undef | limits | Spike thresh=1 toler=0.3 length=60 |  |  |  |  | check_battery length=7d | compare close sensors | constant length=5h eps=0.0001 |  | install_date | MAD deriv=2 z=7 length=180d | constant length=5h eps=0.0001
soil temperature 0.2m 22/5 | 0.2 | 21 | 5 | Tsoil 0.2m 22/5 | Box21_Temp5 | degC | Box21_Temp5 [degC] | SoilSoiltemperature0_2mAvg10Min_22_5 | e88369ed0f61d | Pedosphäre |  | Bodentemperatur | Average |  | _22_5 | SoilNet GB Box 22 | -25 | 50 | 22 | 0.2 | 2015-01-14 16:01 |  |  | 644347.461 | 5766428.185 | 79.932 | maintenance | man_flag | undef | limits | Spike thresh=1 toler=0.3 length=60 |  |  |  |  | check_battery length=7d | compare close sensors | constant length=5h eps=0.0001 |  | install_date | MAD deriv=2 z=7 length=180d | constant length=5h eps=0.0001
soil temperature 0.35m 22/6 | 0.35 | 21 | 6 | Tsoil 0.35m 22/6 | Box21_Temp6 | degC | Box21_Temp6 [degC] | SoilSoiltemperature0_35mAvg10Min_22_6 | e88369ed0f61d | Pedosphäre |  | Bodentemperatur | Average |  | _22_6 | SoilNet GB Box 22 | -25 | 50 | 22 | 0.35 | 2015-01-14 16:01 |  |  | 644347.461 | 5766428.185 | 79.932 | maintenance | man_flag | undef | limits | Spike thresh=1 toler=0.3 length=60 |  |  |  |  | check_battery length=7d | compare close sensors | constant length=5h eps=0.0001 |  | install_date | MAD deriv=2 z=7 length=180d | constant length=5h eps=0.0001
soil temperature 0.1m 23/1 | 0.1 | 23 | 1 | Tsoil 0.1m 23/1 | Box23_Temp1 | degC | Box23_Temp1 [degC] | SoilSoiltemperature0_1mAvg10Min_23_1 | b4ec10ec81d3d | Pedosphäre |  | Bodentemperatur | Average |  | _23_1 | SoilNet GB Box 23 | -25 | 50 |  | 0.1 | 2015-01-14 14:40 |  |  | 644302.535 | 5766370.658 | 80.179 | maintenance | man_flag | undef | limits | Spike thresh=1 toler=0.3 length=60 |  |  |  |  | check_battery length=7d | compare close sensors | constant length=5h eps=0.0001 |  | install_date | MAD deriv=2 z=7 length=180d | constant length=5h eps=0.0001
soil temperature 0.2m 23/2 | 0.2 | 23 | 2 | Tsoil 0.2m 23/2 | Box23_Temp2 | degC | Box23_Temp2 [degC] | SoilSoiltemperature0_2mAvg10Min_23_2 | b4ec10ec81d3d | Pedosphäre |  | Bodentemperatur | Average |  | _23_2 | SoilNet GB Box 23 | -25 | 50 |  | 0.2 | 2015-01-14 14:40 |  |  | 644302.535 | 5766370.658 | 80.179 | maintenance | man_flag | undef | limits | Spike thresh=1 toler=0.3 length=60 |  |  |  |  | check_battery length=7d | compare close sensors | constant length=5h eps=0.0001 |  | install_date | MAD deriv=2 z=7 length=180d | constant length=5h eps=0.0001
soil temperature 0.35m 23/3 | 0.35 | 23 | 3 | Tsoil 0.35m 23/3 | Box23_Temp3 | degC | Box23_Temp3 [degC] | SoilSoiltemperature0_35mAvg10Min_23_3 | b4ec10ec81d3d | Pedosphäre |  | Bodentemperatur | Average |  | _23_3 | SoilNet GB Box 23 | -25 | 50 |  | 0.35 | 2015-01-14 14:40 |  |  | 644302.535 | 5766370.658 | 80.179 | maintenance | man_flag | undef | limits | Spike thresh=1 toler=0.3 length=60 |  |  |  |  | check_battery length=7d | compare close sensors | constant length=5h eps=0.0001 |  | install_date | MAD deriv=2 z=7 length=180d | constant length=5h eps=0.0001
soil temperature 0.1m 24/4 | 0.1 | 23 | 4 | Tsoil 0.1m 24/4 | Box23_Temp4 | degC | Box23_Temp4 [degC] | SoilSoiltemperature0_1mAvg10Min_24_4 | b4ec10ec81d3d | Pedosphäre |  | Bodentemperatur | Average |  | _24_4 | SoilNet GB Box 24 | -25 | 50 |  | 0.1 | 2015-01-14 14:40 |  |  | 644299.585 | 5766362.492 | 80.163 | maintenance | man_flag | undef | limits | Spike thresh=1 toler=0.3 length=60 |  |  |  |  | check_battery length=7d | compare close sensors | constant length=5h eps=0.0001 |  | install_date | MAD deriv=2 z=7 length=180d | constant length=5h eps=0.0001
soil temperature 0.2m 24/5 | 0.2 | 23 | 5 | Tsoil 0.2m 24/5 | Box23_Temp5 | degC | Box23_Temp5 [degC] | SoilSoiltemperature0_2mAvg10Min_24_5 | b4ec10ec81d3d | Pedosphäre |  | Bodentemperatur | Average |  | _24_5 | SoilNet GB Box 24 | -25 | 50 |  | 0.2 | 2015-01-14 14:40 |  |  | 644299.585 | 5766362.492 | 80.163 | maintenance | man_flag | undef | limits | Spike thresh=1 toler=0.3 length=60 |  |  |  |  | check_battery length=7d | compare close sensors | constant length=5h eps=0.0001 |  | install_date | MAD deriv=2 z=7 length=180d | constant length=5h eps=0.0001
soil temperature 0.35m 24/6 | 0.35 | 23 | 6 | Tsoil 0.35m 24/6 | Box23_Temp6 | degC | Box23_Temp6 [degC] | SoilSoiltemperature0_35mAvg10Min_24_6 | b4ec10ec81d3d | Pedosphäre |  | Bodentemperatur | Average |  | _24_6 | SoilNet GB Box 24 | -25 | 50 |  | 0.35 | 2015-01-14 14:40 |  |  | 644299.585 | 5766362.492 | 80.163 | maintenance | man_flag | undef | limits | Spike thresh=1 toler=0.3 length=60 |  |  |  |  | check_battery length=7d | compare close sensors | constant length=5h eps=0.0001 |  | install_date | MAD deriv=2 z=7 length=180d | constant length=5h eps=0.0001
soil temperature 0.1m 0/1 | 0.1 | 30 | 1 | Tsoil 0.1m 0/1 | Box30_Temp1 | degC | Box30_Temp1 [degC] | SoilSoiltemperature0_1mAvg10Min_30_1 | 55b243eb4b0ef | Pedosphäre |  | Bodentemperatur | Average |  | _30_1 | SoilNet GB Box 00 | -25 | 50 | 0 | 0.1 | 2014-07-29 12:30 |  |  | 644388.535 | 5766428.065 | 79.97 | maintenance | man_flag | undef | limits | Spike thresh=1 toler=0.3 length=60 |  |  |  |  | check_battery length=7d | compare close sensors | constant length=5h eps=0.0001 |  | install_date | MAD deriv=2 z=7 length=180d | constant length=5h eps=0.0001
soil temperature 0.15m 0/2 | 0.15 | 30 | 2 | Tsoil 0.15m 0/2 | Box30_Temp2 | degC | Box30_Temp2 [degC] | SoilSoiltemperature0_15mAvg10Min_30_2 | 55b243eb4b0ef | Pedosphäre |  | Bodentemperatur | Average |  | _30_2 | SoilNet GB Box 00 | -25 | 50 | 0 | 0.15 | 2014-07-29 12:30 |  |  | 644388.535 | 5766428.065 | 79.97 | maintenance | man_flag | undef | limits | Spike thresh=1 toler=0.3 length=60 |  |  |  |  | check_battery length=7d | compare close sensors | constant length=5h eps=0.0001 |  | install_date | MAD deriv=2 z=7 length=180d | constant length=5h eps=0.0001
soil temperature 0.2m 0/3 | 0.2 | 30 | 3 | Tsoil 0.2m 0/3 | Box30_Temp3 | degC | Box30_Temp3 [degC] | SoilSoiltemperature0_2mAvg10Min_30_3 | 55b243eb4b0ef | Pedosphäre |  | Bodentemperatur | Average |  | _30_3 | SoilNet GB Box 00 | -25 | 50 | 0 | 0.2 | 2014-07-29 12:30 |  |  | 644388.535 | 5766428.065 | 79.97 | maintenance | man_flag | undef | limits | Spike thresh=1 toler=0.3 length=60 |  |  |  |  | check_battery length=7d | compare close sensors | constant length=5h eps=0.0001 |  | install_date | MAD deriv=2 z=7 length=180d | constant length=5h eps=0.0001
soil temperature 0.3m 0/4 | 0.3 | 30 | 4 | Tsoil 0.3m 0/4 | Box30_Temp4 | degC | Box30_Temp4 [degC] | SoilSoiltemperature0_3mAvg10Min_30_4 | 55b243eb4b0ef | Pedosphäre |  | Bodentemperatur | Average |  | _30_4 | SoilNet GB Box 00 | -25 | 50 | 0 | 0.3 | 2014-07-29 12:30 |  |  | 644388.535 | 5766428.065 | 79.97 | maintenance | man_flag | undef | limits | Spike thresh=1 toler=0.3 length=60 |  |  |  |  | check_battery length=7d | compare close sensors | constant length=5h eps=0.0001 |  | install_date | MAD deriv=2 z=7 length=180d | constant length=5h eps=0.0001
soil temperature 0.4m 0/5 | 0.4 | 30 | 5 | Tsoil 0.4m 0/5 | Box30_Temp5 | degC | Box30_Temp5 [degC] | SoilSoiltemperature0_4mAvg10Min_30_5 | 55b243eb4b0ef | Pedosphäre |  | Bodentemperatur | Average |  | _30_5 | SoilNet GB Box 00 | -25 | 50 | 0 | 0.4 | 2014-07-29 12:30 |  |  | 644388.535 | 5766428.065 | 79.97 | maintenance | man_flag | undef | limits | Spike thresh=1 toler=0.3 length=60 |  |  |  |  | check_battery length=7d | compare close sensors | constant length=5h eps=0.0001 |  | install_date | MAD deriv=2 z=7 length=180d | constant length=5h eps=0.0001
soil temperature 0.5m 0/6 | 0.5 | 30 | 6 | Tsoil 0.5m 0/6 | Box30_Temp6 | degC | Box30_Temp6 [degC] | SoilSoiltemperature0_5mAvg10Min_30_6 | 55b243eb4b0ef | Pedosphäre |  | Bodentemperatur | Average |  | _30_6 | SoilNet GB Box 00 | -10 | 30 | 0 | 0.5 | 2014-07-29 12:30 |  |  | 644388.535 | 5766428.065 | 79.97 | maintenance | man_flag | undef | limits | Spike thresh=1 toler=0.3 length=60 |  |  |  |  | check_battery length=7d | compare close sensors | constant length=5h eps=0.0001 |  | install_date | MAD deriv=2 z=7 length=180d | constant length=5h eps=0.0001
Spike thresh=1 toler=0.3 length=60
Spike thresh=1 toler=0.3 length=60
Spike thresh=1 toler=0.3 length=60
Spike thresh=1 toler=0.3 length=60
Spike thresh=1 toler=0.3 length=60
Spike thresh=1 toler=0.3 length=60
Spike thresh=1 toler=0.3 length=60
Spike thresh=1 toler=0.3 length=60
Spike thresh=1 toler=0.3 length=60
Spike thresh=1 toler=0.3 length=60
Spike thresh=1 toler=0.3 length=60
Spike thresh=1 toler=0.3 length=60
Spike thresh=1 toler=0.3 length=60
Spike thresh=1 toler=0.3 length=60
Spike thresh=1 toler=0.3 length=60
Spike thresh=1 toler=0.3 length=60
Spike thresh=1 toler=0.3 length=60
Spike thresh=1 toler=0.3 length=60
Spike thresh=1 toler=0.3 length=60
Spike thresh=1 toler=0.3 length=60
Spike thresh=1 toler=0.3 length=60
Spike thresh=1 toler=0.3 length=60
Spike thresh=1 toler=0.3 length=60
Spike thresh=1 toler=0.3 length=60
Spike thresh=1 toler=0.3 length=60
Spike thresh=1 toler=0.3 length=60
Spike thresh=1 toler=0.3 length=60
Spike thresh=1 toler=0.3 length=60
Spike thresh=1 toler=0.3 length=60
Spike thresh=1 toler=0.3 length=60
Spike thresh=1 toler=0.3 length=60
Spike thresh=1 toler=0.3 length=60
Spike thresh=1 toler=0.3 length=60
Spike thresh=1 toler=0.3 length=60
Spike thresh=1 toler=0.3 length=60
Spike thresh=1 toler=0.3 length=60
Spike thresh=1 toler=0.3 length=60
Spike thresh=1 toler=0.3 length=60
Spike thresh=1 toler=0.3 length=60
Spike thresh=1 toler=0.3 length=60
Spike thresh=1 toler=0.3 length=60
Spike thresh=1 toler=0.3 length=60
Spike thresh=1 toler=0.3 length=60
Spike thresh=1 toler=0.3 length=60
Spike thresh=1 toler=0.3 length=60
Spike thresh=1 toler=0.3 length=60
Spike thresh=1 toler=0.3 length=60
Spike thresh=1 toler=0.3 length=60
Spike thresh=1 toler=0.3 length=60
Spike thresh=1 toler=0.3 length=60
Spike thresh=1 toler=0.3 length=60
Spike thresh=1 toler=0.3 length=60
Spike thresh=1 toler=0.3 length=60
Spike thresh=1 toler=0.3 length=60
Spike thresh=1 toler=0.3 length=60
Spike thresh=1 toler=0.3 length=60
Spike thresh=1 toler=0.3 length=60
Spike thresh=1 toler=0.3 length=60
Spike thresh=1 toler=0.3 length=60
Spike thresh=1 toler=0.3 length=60
Spike thresh=1 toler=0.3 length=60
Spike thresh=1 toler=0.3 length=60
Spike thresh=1 toler=0.3 length=60
Spike thresh=1 toler=0.3 length=60
Spike thresh=1 toler=0.3 length=60
Spike thresh=1 toler=0.3 length=60
Spike thresh=1 toler=0.3 length=60
Spike thresh=1 toler=0.3 length=60
Spike thresh=1 toler=0.3 length=60
Spike thresh=1 toler=0.3 length=60
Spike thresh=1 toler=0.3 length=60
Spike thresh=1 toler=0.3 length=60
Spike thresh=1 toler=0.3 length=60
Spike thresh=1 toler=0.3 length=60
Spike thresh=1 toler=0.3 length=60
Spike thresh=1 toler=0.3 length=60
Spike thresh=1 toler=0.3 length=60
Spike thresh=1 toler=0.3 length=60
Spike thresh=1 toler=0.3 length=60
Spike thresh=1 toler=0.3 length=60
Spike thresh=1 toler=0.3 length=60
Spike thresh=1 toler=0.3 length=60
Spike thresh=1 toler=0.3 length=60
Spike thresh=1 toler=0.3 length=60
Spike thresh=1 toler=0.3 length=60
Spike thresh=1 toler=0.3 length=60
Spike thresh=1 toler=0.3 length=60
Spike thresh=1 toler=0.3 length=60
Spike thresh=1 toler=0.3 length=60
Spike thresh=1 toler=0.3 length=60
Spike thresh=1 toler=0.3 length=60
Spike thresh=1 toler=0.3 length=60
Note on J1: Hendrik Zöphel : for automatic upload
Note on B71: Corinna Rebmann: Tiefe stimmt tatsächlich so!

## cont SR per chamber
variable description | date start | date end | Logger/data acquisition | level 1 data file name | headerout (Logger) | headerout | units | headerout (final) | Min | Max | derived variables from this | compare with/emergency replacement | remarks | scientific responsibility (compare variables reliability) | final units
extern soil temp sensor |  |  |  | contsrhhDDMMYYYY_level1.csv |  | Mean_V2 | °C |  | 0 | 30 |  |  |  | Claudia
extern soil moisture sensor | [5 empty] | Soil_Moist_V3 | % |  | 5 | 50
Chamber temperature | [5 empty] | Tcham | °C |  | -10 | 35
Start value CO2 | [5 empty] | Start_CO2 | ppm |  | 350 | 750
Range CO2 | [5 empty] | rg_CO2 | ppm |  | 5 | 300
Expon CO2 Flux | [5 empty] | Exp_Flux | µmol/(m2 s) |  | 0 | 30
Fitting quality expon. Flux | [5 empty] | Exp_FluxCV |  |  | 0 | 3
Lin CO2 Flux | [5 empty] | Lin_Flux | µmol/(m2 s) |  | 0 | 30
Fitting quality lin. Flux | [5 empty] | Lin_FluxCV |  |  | 0 | 3
Start value H2O | [5 empty] | H2O_start | mmol/mol |  | 0 | 30
Range H2O | [5 empty] | H2O_range | mmol/mol |  | 0 | 5

## other Hohes Holz
variable description | date start | date end | Logger/data acquisition | level 1 data file name | headerout (Logger) | headerout | units | headerout (final) | Min | Max | derived variables from this | compare with/emergency replacement | remarks | scientific responsibility (compare variables reliability) | final units
CO2-fluxes | 2014-05-22 |  | eddy |  |  |  | umol/m**2 s | [6 empty] | Corinna
H2O-fluxes | 2014-05-22 |  | eddy |  |  |  | mmol/m**2 s | [6 empty] | Corinna
momentum fluxes | 2014-05-22 |  | eddy |  |  |  | kg/m s | [6 empty] | Corinna
sensible heat flux | 2014-05-22 |  | eddy |  |  |  | W/m**2 | [6 empty] | Corinna
Forest floor interceptionBC1 | summer 2014 |  | FFI1 |  |  |  | mm | [6 empty] | Mario
Forest floor interceptionBC2 | summer 2014 |  | FFI2 |  |  |  | mm | [6 empty] | Mario
Forest floor interceptionBC3 | summer 2014 |  | FFI3 |  |  |  | mm | [6 empty] | Mario
images from top of tower | running since Sept 2014 | [12 empty] | Hendrik
soil respiration | running, see extra files |  |  | contsrhhDDMMYYYY_level1.csv |  |  |  |  | 0 | 30 |  |  | extra files | Sara/Claudia

## Tabelle1
| flag0 | flag1 | flag2 | flag3 | flagn
| from manual flag | from manual flag | if var=NAN or -9999 | limits exceeded | depending on variable
measured var | 91_____ | 92_____ | 9_2_____ | 9__2_____ | 9____2_____
derived var | 91_____ | 92_____ | 9_2_____ | 9__2_____ | 9____2_____

## deactivated flags
variable description | date start | date end | logger/data acquisition | level 1 data file name | headerout (logger) | headerout | units | headerout (final) | headerout (DB) | Min | Max | Obs_Min | Obs_Max | derived/influenced variables | compare with/emergency replacement | remarks | coordinates x | coordinates y | scientific responsibility (compare variables reliability) | final units | Flag_0 | Flag_1 | Flag_2 | Flag_3 | Flag_4 | Flag_5 | Flag_6 | Flag_7 | Flag_8 | Alert_1 | Alert_2 | Alert_3 | comment
photosynthetic active radiation 50m (in) | 2014-07-01 11:40 |  | T1 | CR3T1_T1_YYYY_MM_DD_hhmm.level1.csv | PARdown50 | PARD50 | umol/m**2 s | PARD50 [umol/m**2 s] |  | -20 | 2500 | 0 |  | PAlbedo50 |  |  | 652261.8178 | 5772996.2977 | Sebastian |  | Flag_0: maintenance; Flag_1: man_flag; Flag_2: undef; Flag_3: limits; Flag_4: constant length=120m eps=0.05 thmin=50; Flag_5: compare vars='SWDR' diffmin=150 fak=1.75 thmin=50
soil moisture, 10cm depth | 2014-02-04 14:50 |  | W1 | CR3W1_W1_YYYY_MM_DD_hhmm.level1.csv | SMPII10 | SM010 | % | SM010 [%] |  | 5 | 70 | [7 empty] | Jule |  | Flag_0: maintenance; Flag_1: man_flag; Flag_2: undef; Flag_3: limits; Flag_4: constant length=5h eps=0.0001; Flag_5: MAD deriv=2 z=7 length=180d
soil moisture, 20cm depth | 2014-02-04 14:50 |  | W1 | CR3W1_W1_YYYY_MM_DD_hhmm.level1.csv | SMPII20 | SM020 | % | SM020 [%] |  | 5 | 70 |  |  |  | SM020_CS650 |  |  |  | Jule |  | Flag_0: maintenance; Flag_1: man_flag; Flag_2: undef; Flag_3: limits; Flag_4: constant length=5h eps=0.0001; Flag_5: MAD deriv=2 z=7 length=180d
soil moisture, 30cm depth | 2014-02-04 14:50 |  | W1 | CR3W1_W1_YYYY_MM_DD_hhmm.level1.csv | SMPII30 | SM030 | % | SM030 [%] |  | 5 | 70 | [7 empty] | Jule |  | Flag_0: maintenance; Flag_1: man_flag; Flag_2: undef; Flag_3: limits; Flag_4: constant length=5h eps=0.0001; Flag_5: MAD deriv=2 z=7 length=180d
soil moisture, 50cm depth | 2014-02-04 14:50 |  | W1 | CR3W1_W1_YYYY_MM_DD_hhmm.level1.csv | SMPII50 | SM050 | % | SM050 [%] |  | 5 | 70 | [7 empty] | Jule |  | Flag_0: maintenance; Flag_1: man_flag; Flag_2: undef; Flag_3: limits; Flag_4: constant length=5h eps=0.0001; Flag_5: MAD deriv=2 z=7 length=180d
PAR downward | 2015-11-05 14:50 |  | H1 | CR3H1_H1_YYYY_MM_DD_hhmm.level1.csv | PARD | PARD | umol/m**2 s | PARD [umol/m**2 s] |  | -20 | 2500 | 0 |  | PAlbedo | [6 empty] | Flag_0: maintenance; Flag_1: man_flag; Flag_2: undef; Flag_3: limits; Flag_4: constant length=120m eps=0.05 thmin=50; Flag_5: compare vars='SWDR' diffmin=200 fak=1.7 thmin=50
soil moisture in 10cm depth | 2015-11-05 14:50 |  | H1 | CR3H1_H1_YYYY_MM_DD_hhmm.level1.csv | SMP10 | SM010 | % | SM010 [%] |  | 5 | 60 | [9 empty] | Flag_0: maintenance; Flag_1: man_flag; Flag_2: undef; Flag_3: limits; Flag_4: constant length=5h eps=0.001; Flag_5: MAD deriv=2 z=7 length=180d
soil moisture in 20cm depth | 2015-11-05 14:50 |  | H1 | CR3H1_H1_YYYY_MM_DD_hhmm.level1.csv | SMP20 | SM020 | % | SM020 [%] |  | 5 | 60 | [9 empty] | Flag_0: maintenance; Flag_1: man_flag; Flag_2: undef; Flag_3: limits; Flag_4: constant length=12h eps=0.001; Flag_5: MAD deriv=2 z=7 length=180d
soil moisture in 30cm depth | 2015-11-05 14:50 |  | H1 | CR3H1_H1_YYYY_MM_DD_hhmm.level1.csv | SMP30 | SM030 | % | SM030 [%] |  | 5 | 60 | [9 empty] | Flag_0: maintenance; Flag_1: man_flag; Flag_2: undef; Flag_3: limits; Flag_4: constant length=12h eps=0.001; Flag_5: MAD deriv=2 z=7 length=180d
soil moisture in 70cm depth | 2015-11-05 14:50 |  | H1 | CR3H1_H1_YYYY_MM_DD_hhmm.level1.csv | SMP70 | SM070 | % | SM070 [%] |  | 5 | 60 | [9 empty] | Flag_0: maintenance; Flag_1: man_flag; Flag_2: undef; Flag_3: limits; Flag_4: constant length=24h eps=0.001; Flag_5: MAD deriv=2 z=7 length=180d
soil temperature 100cm | 2012-01-09 13:40 |  | KS2 | CR1_KS2_Heck_YYYY_MM_DD_hhmm.level1.csv | STP100 | ST100 | degC | ST100 [degC] | SoilSoiltemperature1mAvg10Min | 39da203ac9969 | -25 | 50 | [6 empty] | Matthias |  | Flag_0: maintenance; Flag_1: man_flag; Flag_2: undef; Flag_3: limits; Flag_4: constant length=24h eps=0.0001; Flag_5: MAD deriv=0 z=7 length=180d
soil heat flux plate 1 | 0.05 | 2015-11-12 13:10 |  | H2 | CR1H2_H2_YYYY_MM_DD_hhmm.level1.csv | SHFsc01 | SHF01 | W/m**2 | SHF01 [W/m**2] | [9 empty] | -200 | 200 | Flag_2: SHFm; Flag_3: SHF02 SHF03; Alert_1: maintenance; Alert_2: man_flag; Alert_3: undef | limits | remove 3 values after calibration | constant length=12h eps=0.01 | MAD deriv=0 z=7 length=180d
soil temperature 100cm | 1 | 2012-04-23 14:40 |  | W2 | CR1W2_W2_YYYY_MM_DD_hhmm.level1.csv | STP100 | ST100 | degC | ST100 [degC] | SoilSoiltemperature1mAvg10Min | 2a2eba8e7d8b3 | Pedosphäre |  | Bodentemperatur | Average |  |  |  | -10 | 30 | Flag_7: Matthias; Alert_1: maintenance; Alert_2: man_flag; Alert_3: undef | limits | constant length=48h eps=0.001 | MAD deriv=2 z=7 length=180d
soilnet moisture | compare_precip rise_thres=8.0/h prec_thres=0.1/h prec_length=1h
soil temperature 50cm | 0.5 | 2012-04-23 14:40 |  | W2 | CR1W2_W2_YYYY_MM_DD_hhmm.level1.csv | STP050 | ST050 | degC | ST050 [degC] | SoilSoiltemperature0_5mAvg10Min | 6249b70dba19e | Pedosphäre |  | Bodentemperatur | Average | [5 empty] | Flag_0: -10; Flag_1: 30; Alert_1: Matthias; Alert_3: maintenance | man_flag | undef | limits | constant length=24h eps=0.001 | MAD deriv=2 z=7 length=180d
soil temperature- 80cm- Profile a | 495 | 0.8 | 2013-04-04 11:00 |  | T5 | CR1T5_T5_YYYY_MM_DD_hhmm.level1.csv | STa100 | STa080 | degC | STa080 [degC] | SoilSoiltemperature0_8mAvg10Min_a | e3e82563bb50b | Pedosphäre |  | Bodentemperatur | Average |  | _a | profile a |  | Flag_1: -10; Flag_2: 30; Flag_6: STb080; Flag_8: 652246.6; Alert_1: 5772967.9; Alert_3: maintenance | man_flag | undef | limits | constant length=48h eps=0.001 | MAD deriv=2 z=7 length=180d
soil temperature- 80cm- Profile b | 496 | 0.8 | 2013-04-04 11:00 |  | T5 | CR1T5_T5_YYYY_MM_DD_hhmm.level1.csv | STb100 | STb080 | degC | STb080 [degC] | SoilSoiltemperature0_8mAvg10Min_b | e3e82563bb50b | Pedosphäre |  | Bodentemperatur | Average |  | _b | profile b |  | Flag_1: -10; Flag_2: 30; Flag_6: STa080; Flag_8: 652247.6; Alert_1: 5772981.9; Alert_3: maintenance | man_flag | undef | limits | constant length=48h eps=0.001 | MAD deriv=2 z=7 length=180d
short wave downward radiation from SPN1 | 2.1 | 2015-11-05 14:50 |  | H1 | CR3H1_H1_YYYY_MM_DD_hhmm.level1.csv | SWDRspn1 | SWDRspn1 | W/m**2 | SWDRspn1 [W/m**2] | WeatherGlobalradiation_in2_1mAvg10Min_spn1 | 95fd228a2e213 | Atmosphäre |  | Globalstrahlung, In | Average |  | _spn1 |  | -100 | 1300 | Flag_0: 0; Flag_2: SunStat; Alert_1: maintenance; Alert_2: man_flag; Alert_3: undef | limits | constant length=120m eps=0.05 thmin=50 | compare vars='SWDR' diffmin=100

## database overview
Station / Logger | Dataproject | Typ | ID | TEODOOR
Ermsleben | TERENO Klimastation Ermsleben | Weatherstation | 1738ad935ed03 | x
Hecklingen | TERENO Klimastation Hecklingen | Weatherstation | 39da203ac9969 | x
Grosses Bruch W1 | POF3 - T533 - From Models to Predictions - Großes Bruch | Mikroklimamessstation | 2a2eba8e7d8b3 | x
Grosses Bruch W2 | POF3 - T533 - From Models to Predictions - Großes Bruch | Mikroklimamessstation | 6249b70dba19e | x
Hohes Holz T1 | POF3 - T533 - From Models to Predictions - Hohes Holz | Mikroklimamessstation | 200867687d0d1 | x
Hohes Holz T2 | POF3 - T533 - From Models to Predictions - Hohes Holz | Mikroklimamessstation | c4938af6393cf | x
Hohes Holz T3 | POF3 - T533 - From Models to Predictions - Hohes Holz | Mikroklimamessstation | 7565ad123bdea | x
Hohes Holz T4 | POF3 - T533 - From Models to Predictions - Hohes Holz | Mikroklimamessstation | f63420180a6c2 | x
Hohes Holz T5 | POF3 - T533 - From Models to Predictions - Hohes Holz | Mikroklimamessstation | e3e82563bb50b | x
Hohes Holz T6 | POF3 - T533 - From Models to Predictions - Hohes Holz | Mikroklimamessstation | 027078876ab91
Hohes Holz T7 | POF3 - T533 - From Models to Predictions - Hohes Holz | Mikroklimamessstation | e6530ae84d842
Hohes Holz BC1 | POF3 - T533 - From Models to Predictions - Hohes Holz | Mikroklimamessstation | 24486bf65bad3
Hohes Holz BC2 | POF3 - T533 - From Models to Predictions - Hohes Holz | Mikroklimamessstation | 46cb73dcff9bd
Hohes Holz BC3 | POF3 - T533 - From Models to Predictions - Hohes Holz | Mikroklimamessstation | 66dd8384ba380
Hohes Holz SN Box02 | POF3 - T533 - From Models to Predictions - Hohes Holz | Bodenfeuchtenetzwerk | 679570951f49a | x
Hohes Holz SN Box03 | POF3 - T533 - From Models to Predictions - Hohes Holz | Bodenfeuchtenetzwerk | 53455128a0e49 | x
Hohes Holz SN Box04 | POF3 - T533 - From Models to Predictions - Hohes Holz | Bodenfeuchtenetzwerk | a951d7302868e | x
Hohes Holz SN Box06 | POF3 - T533 - From Models to Predictions - Hohes Holz | Bodenfeuchtenetzwerk | a89bb0948ccf8 | x
Hohes Holz SN Box07 | POF3 - T533 - From Models to Predictions - Hohes Holz | Bodenfeuchtenetzwerk | c8143ad0ea809 | x
Hohes Holz SN Box10 | POF3 - T533 - From Models to Predictions - Hohes Holz | Bodenfeuchtenetzwerk | 17a2bf3f52597 | x
Hohes Holz SN Box11 | POF3 - T533 - From Models to Predictions - Hohes Holz | Bodenfeuchtenetzwerk | 4230a13866fdb | x
Hohes Holz SN Box12 | POF3 - T533 - From Models to Predictions - Hohes Holz | Bodenfeuchtenetzwerk | 4f746b56aadc3 | x
Hohes Holz SN Box13 | POF3 - T533 - From Models to Predictions - Hohes Holz | Bodenfeuchtenetzwerk | f9bf7d1152b1a | x
Hohes Holz SN Box14 | POF3 - T533 - From Models to Predictions - Hohes Holz | Bodenfeuchtenetzwerk | 58fabbf759aa9 | x
Hohes Holz SN Box15 | POF3 - T533 - From Models to Predictions - Hohes Holz | Bodenfeuchtenetzwerk | 0228ca26b2364 | x
Hohes Holz SN Box16 | POF3 - T533 - From Models to Predictions - Hohes Holz | Bodenfeuchtenetzwerk | cec483712561a | x
Hohes Holz SN Box17 | POF3 - T533 - From Models to Predictions - Hohes Holz | Bodenfeuchtenetzwerk | fe1ec20c4fe49 | x
Hohes Holz SN Box18 | POF3 - T533 - From Models to Predictions - Hohes Holz | Bodenfeuchtenetzwerk | 55d11a3e6643d | x
Hohes Holz SN Box20 | POF3 - T533 - From Models to Predictions - Hohes Holz | Bodenfeuchtenetzwerk | 3c032d350c2dc | x
Hohes Holz SN Box21 | POF3 - T533 - From Models to Predictions - Hohes Holz | Bodenfeuchtenetzwerk | 12683fab98b6c | x
Hohes Holz SN Box22 | POF3 - T533 - From Models to Predictions - Hohes Holz | Bodenfeuchtenetzwerk | 55c7ddfaaddb5 | x
Hohes Holz SN Box23 | POF3 - T533 - From Models to Predictions - Hohes Holz | Bodenfeuchtenetzwerk | 2efd49e6258b4 | x
Hohes Holz SN Box24 | POF3 - T533 - From Models to Predictions - Hohes Holz | Bodenfeuchtenetzwerk | 334bb5cc7df65 | x
Hohes Holz SN Box25 | POF3 - T533 - From Models to Predictions - Hohes Holz | Bodenfeuchtenetzwerk | 337aca43161a0 | x
Hohes Holz SN Box26 | POF3 - T533 - From Models to Predictions - Hohes Holz | Bodenfeuchtenetzwerk | 325ff9f8dc81d | x
Hohes Holz SN Box27 | POF3 - T533 - From Models to Predictions - Hohes Holz | Bodenfeuchtenetzwerk | 08280ce10d6e0 | x
Hohes Holz SN Box28 | POF3 - T533 - From Models to Predictions - Hohes Holz | Bodenfeuchtenetzwerk | f94beaa3e9504 | x
Hohes Holz SN Box29 | POF3 - T533 - From Models to Predictions - Hohes Holz | Bodenfeuchtenetzwerk | 5ec7772409f79 | x
Hohes Holz SN Box30 | POF3 - T533 - From Models to Predictions - Hohes Holz | Bodenfeuchtenetzwerk | 3489501adf1a3 | x
Hohes Holz SN Box31 | POF3 - T533 - From Models to Predictions - Hohes Holz | Bodenfeuchtenetzwerk | 7a1f28f9184cd | x
Hohes Holz SN Box32 | POF3 - T533 - From Models to Predictions - Hohes Holz | Bodenfeuchtenetzwerk | 1eff5e90f6fec | x
Hohes Holz SN Box33 | POF3 - T533 - From Models to Predictions - Hohes Holz | Bodenfeuchtenetzwerk | c909f0c24534b | x
Hohes Holz SN Box34 | POF3 - T533 - From Models to Predictions - Hohes Holz | Bodenfeuchtenetzwerk | ea5161efaf67d | x
Hohes Holz SN Box35 | POF3 - T533 - From Models to Predictions - Hohes Holz | Bodenfeuchtenetzwerk | 93ec1e1b443b9 | x
Hohes Holz SN Box36 | POF3 - T533 - From Models to Predictions - Hohes Holz | Bodenfeuchtenetzwerk | 5b28e600681c0 | x
Hohes Holz SN Box37 | POF3 - T533 - From Models to Predictions - Hohes Holz | Bodenfeuchtenetzwerk | 1ad71de66cc3f | x
Hohes Holz SN Box38 | POF3 - T533 - From Models to Predictions - Hohes Holz | Bodenfeuchtenetzwerk | 1effa0b08b5ae | x
Hohes Holz SN Box39 | POF3 - T533 - From Models to Predictions - Hohes Holz | Bodenfeuchtenetzwerk | 2aabb57120c18 | x
Hohes Holz SN Box40 | POF3 - T533 - From Models to Predictions - Hohes Holz | Bodenfeuchtenetzwerk | 86affd92630cb | x
Grosses Bruch SN Box01 | POF3 - T533 - From Models to Predictions - Großes Bruch | Bodenfeuchtenetzwerk | ae8906301e033 | x
Grosses Bruch SN Box02 | POF3 - T533 - From Models to Predictions - Großes Bruch | Bodenfeuchtenetzwerk | 08e57e9188774 | x
Grosses Bruch SN Box03 | POF3 - T533 - From Models to Predictions - Großes Bruch | Bodenfeuchtenetzwerk | ecdfe9c2f1d1f | x
Grosses Bruch SN Box04-05 | POF3 - T533 - From Models to Predictions - Großes Bruch | Bodenfeuchtenetzwerk | b05938f2fa433 | x
Grosses Bruch SN Box06 | POF3 - T533 - From Models to Predictions - Großes Bruch | Bodenfeuchtenetzwerk | 5ff73d4eb3b6d | x
Grosses Bruch SN Box07 | POF3 - T533 - From Models to Predictions - Großes Bruch | Bodenfeuchtenetzwerk | 5ff73d4eb3b6d | x
Grosses Bruch SN Box08 | POF3 - T533 - From Models to Predictions - Großes Bruch | Bodenfeuchtenetzwerk | bf33e4a7c6ea8 | x
Grosses Bruch SN Box 09 | POF3 - T533 - From Models to Predictions - Großes Bruch | Bodenfeuchtenetzwerk | d71acb39af7e5 | x
Grosses Bruch SN Box 10 | POF3 - T533 - From Models to Predictions - Großes Bruch | Bodenfeuchtenetzwerk | c46e7f6bc066a | x
Grosses Bruch SN Box 11 | POF3 - T533 - From Models to Predictions - Großes Bruch | Bodenfeuchtenetzwerk | e650399ceea66 | x
Grosses Bruch SN Box 12-13 | POF3 - T533 - From Models to Predictions - Großes Bruch | Bodenfeuchtenetzwerk | 979eff72d2c86
Grosses Bruch SN Box 14 | POF3 - T533 - From Models to Predictions - Großes Bruch | Bodenfeuchtenetzwerk | 47fde0b8c9fa8 | x
Grosses Bruch SN Box 15-16 | POF3 - T533 - From Models to Predictions - Großes Bruch | Bodenfeuchtenetzwerk | 2b77615e39c1a | x
Grosses Bruch SN Box 17 | POF3 - T533 - From Models to Predictions - Großes Bruch | Bodenfeuchtenetzwerk | 0f142220d2e04 | x
Grosses Bruch SN Box 18 | POF3 - T533 - From Models to Predictions - Großes Bruch | Bodenfeuchtenetzwerk | 518f75c2a90dc | x
Grosses Bruch SN Box 19 | POF3 - T533 - From Models to Predictions - Großes Bruch | Bodenfeuchtenetzwerk | 7cff0d397b389 | x
Grosses Bruch SN Box 20 | POF3 - T533 - From Models to Predictions - Großes Bruch | Bodenfeuchtenetzwerk | 95c79f5c1dd2d | x
Grosses Bruch SN Box 21 | POF3 - T533 - From Models to Predictions - Großes Bruch | Bodenfeuchtenetzwerk | e88369ed0f61d | x
Grosses Bruch SN Box 22 | POF3 - T533 - From Models to Predictions - Großes Bruch | Bodenfeuchtenetzwerk | e88369ed0f61d | x
Grosses Bruch SN Box 23 | POF3 - T533 - From Models to Predictions - Großes Bruch | Bodenfeuchtenetzwerk | 1a471d68851f0 | x
Grosses Bruch SN Box 30 | POF3 - T533 - From Models to Predictions - Großes Bruch | Bodenfeuchtenetzwerk | 55b243eb4b0ef | x
Hordorf H1 | POF3 - T533 - From Models to Predictions - Großes Bruch | Mikroklimamessstation | 95fd228a2e213 | x
Hordorf H2 | POF3 - T533 - From Models to Predictions - Großes Bruch | Mikroklimamessstation | 1718a95682193 | x
Hohes Holz SN Box41 CP1 | POF3 - T533 - From Models to Predictions - Hohes Holz | Bodenfeuchtenetzwerk | ce6f94bf2fce5
Hohes Holz SN Box41 CP2 | POF3 - T533 - From Models to Predictions - Hohes Holz | Bodenfeuchtenetzwerk | 1cc5869e4917a
Hohes Holz SN Box41 CP3 | POF3 - T533 - From Models to Predictions - Hohes Holz | Bodenfeuchtenetzwerk | 24f6c5b49ac1b
Hohes Holz SN Box41 CP4 | POF3 - T533 - From Models to Predictions - Hohes Holz | Bodenfeuchtenetzwerk | 288ef535fb55f

## infos
Logger-Namings: | CR3: CR3000-Campbell
CR1: CR1000-Campbell

## HH soil
Sample Name | Sample ID | Depth | UTM 32 N WGS 84 |  | S in % | U in % | T in % | Texture class (KA 5) | Bulk density | Porosity |  | Porosity= ((1-(Bulk Density/2,65))*100)
|  |  | X | Y |  |  |  |  | g/cm3 | %
NT1 | 1 | 0-5 | 652293.465 | 5772989.2039 | 2.452 | 84.9156 | 12.6324 | Ut3 mittel toniger Schluff | 1.1666 | 55.9774
NT1 | 2 | 20-25 | 652293.465 | 5772989.2039 | 2.4153 | 83.6434 | 12.4431 | t2 schwach toniger Schluff | 1.4189 | 46.4579
NT1 | 3 | 40-45 | 652293.465 | 5772989.2039 | 2.641 | 86.2376 | 11.5961 | Ut3 mittel toniger Schluff | 1.6248 | 38.6849
NT1 | 4 | 60-65 | 652293.465 | 5772989.2039 | 0.32013 | 87.3982 | 13.1973 | Ut3 mittel toniger Schluff | 1.5394 | 41.9107
NT2 | 5 | 0-5 | 652259.47 | 5772988.9365 | 2.8927 | 69.5475 | 26.9876 | t2 schwach toniger Schluff | 0.89617 | 66.1824
NT2 | 6 | 20-25 | 652259.47 | 5772988.9365 | 2.9748 | 85.0034 | 11.6588 | Ut2 schwach toniger Schluff | 1.2438 | 53.0654
NT2 | 7 | 40-45 | 652259.47 | 5772988.9365 | 0.322 | 77.5475 | 27.7419 | Ut2 schwach toniger Schluff | 1.4402 | 45.6541
NT2 | 8 | 60-65 | 652259.47 | 5772988.9365 | 3.261 | 70.908 | 26.187 | Tu4 stark schluffiger Ton | k.a. | #VALUE!
NT3 | 9 | 0-5 | 652243.7203 | 5773032.7272 | 0.32 | 74.8636 | 24.8349 | Ut2 schwach toniger Schluff | 1.0631 | 59.8818
NT3 | 10 | 20-25 | 652243.7203 | 5773032.7272 | 1.5994 | 87.3403 | 11.0603 | Ut2 schwach toniger Schluff | 1.4654 | 44.7019
HHolz_A_0-5 | 11 | 0-5 | 652246.6 | 5772967.7 | 24.7524 | 57.6524 | 15.6762 | Ut2 schwach toniger Schluff | 0.50293 | 81.0216
HHolz_A_20-25 | 12 | 20-25 | 652246.6 | 5772967.7 | 20.7312 | 65.4348 | 13.4711 | Ut2 schwach toniger Schluff | 1.3242 | 50.0315
HHolz_A_40-45 | 13 | 40-45 | 652246.6 | 5772967.7 | 24.9245 | 72.6514 | 2.156 | Ut4 stark toniger Schluff | 2.5019 | 5.5883
HHolz_A_60-65 | 14 | 60-65 | 652246.6 | 5772967.7 | 4.8871 | 66.6843 | 28.4286 | Tu4 stark schluffiger Ton | 1.2637 | 52.3137 | bis 0.8m
HHolz_B_0-5 | 15 | 0-5 | 652247.6 | 5772981.9 | 2.4388 | 88.449 | 9.1123 | Ut2 schwach toniger Schluff | 0.55067 | 79.2198
HHolz_B_20-25 | 16 | 20-25 | 652247.6 | 5772981.9 | 6.6972 | 85.9311 | 6.6218 | Uu Schluff | 1.095 | 58.6799
HHolz_B_40-45 | 17 | 40-45 | 652247.6 | 5772981.9 | 6.7804 | 84.288 | 8.3816 | Ut2 schwach toniger Schluff | 2.0754 | 21.6839
HHolz_B_60-65 | 18 | 60-65 | 652247.6 | 5772981.9 | 24.975 | 68.625 | 4.475 | Ut4 stark toniger Schluff | 0.90081 | 66.007

## GB soil
Sample Name | FID | Sample ID | Depth | UTM 32 N WGS 84 |  | S in % | U in % | T in % | Texture class (KA 5) | Bulk density | Dry Soil Weight | Porosity | Porosity= ((1-(Bulk Density/2,65))*100)
|  |  |  | X | Y |  |  |  |  | g/cm3 | g | %
WULF_0_0-10 | 0 | 1 | 0-10 | 644395.412 | 5766429.022 | 4.3278 | 65.0056 | 30.6667 | Tu3 | 1.0702 | 267.555 | 59.6143
WULF_0_10-20 | 0 | 2 | 10-20 | 644395.412 | 5766429.022 | 4.4538 | 66.113 | 29.4332 | Lu | 1.132 | 283 | 57.283
WULF_0_20-30 | 0 | 3 | 20-30 | 644395.412 | 5766429.022 | 4.3424 | 67.7172 | 27.9403 | Lu | 1.2723 | 318.085 | 51.9872
WULF_0_30-40 | 0 | 4 | 30-40 | 644395.412 | 5766429.022 | 3.6502 | 72.764 | 23.5858 | Tu4 | 1.3408 | 267.2033 | 49.4025
WULF_1_0-10 | 1 | 6 | 0-10 | 644397.831 | 5766476.931 | 16.725 | 54.4896 | 28.7854 | Lu | 0.91766 | 162.75 | 65.3715
WULF_1_10-20 | 1 | 7 | 10-20 | 644397.831 | 5766476.931 | 16.1261 | 55.2783 | 28.5957 | Lu | 1.1861 | 206.9625 | 55.2434
WULF_1_20-30 | 1 | 8 | 20-30 | 644397.831 | 5766476.931 | 21.478 | 56.1401 | 22.3819 | Tu4 | 1.5677 | 270.6225 | 40.84
WULF_1_30-40 | 1 | 9 | 30-40 | 644397.831 | 5766476.931 | 25.5472 | 50.705 | 23.7478 | Tu4 | 1.6472 | 411.79 | 37.843
WULF_2_0-10 | 2 | 11 | 0-10 | 644409.305 | 5766518.628 | 6.3742 | 66.9612 | 26.6647 | Tu4 | 1.2645 | 316.135 | 52.2815
WULF_2_10-20 | 2 | 12 | 10-20 | 644409.305 | 5766518.628 | 5.4394 | 68.0809 | 26.4797 | Tu4 | 1.2675 | 257.8567 | 52.1681
WULF_2_20-30 | 2 | 13 | 20-30 | 644409.305 | 5766518.628 | 5.7231 | 68.3521 | 25.9247 | Tu4 | 1.3152 | 239.09 | 50.3691
WULF_2_30-40 | 2 | 14 | 30-40 | 644409.305 | 5766518.628 | 4.6029 | 68.884 | 26.5131 | Tu4 | 1.3639 | 274.5167 | 48.5303
WULF_3_0-10 | 3 | 16 | 0-10 | 644419.306 | 5766564.482 | 6.5398 | 59.4867 | 33.9735 | Tu3 | 1.1336 | 224.4167 | 57.2224
WULF_3_10-20 | 3 | 17 | 10-20 | 644419.306 | 5766564.482 | 4.2831 | 64.5915 | 31.1254 | Tu3 | 1.1628 | 200.145 | 56.1202
WULF_3_20-30 | 3 | 18 | 20-30 | 644419.306 | 5766564.482 | 8.9801 | 65.9969 | 25.0229 | Tu4 | 1.3581 | 241.665 | 48.7509
WULF_3_30-40 | 3 | 19 | 30-40 | 644419.306 | 5766564.482 | 9.2402 | 65.2649 | 25.4949 | Tu4 | 1.3434 | 237.605 | 49.306
WULF_14_L1 | 14 | 39 | 0-10 | 644260.4016 | 5766476.3924 | 5.7311 | 66.8558 | 27.413 | Tu4 | 1.0695 | 106.95 | 59.6415
WULF_14_L2 | 14 | 40 | 10-20 | 644260.4016 | 5766476.3924 | 6.9609 | 64.6399 | 28.3992 | Lu | 0.999 | 99.9 | 62.3019
WULF_14_L3 | 14 | 41 | 20-30 | 644260.4016 | 5766476.3924 | 5.6678 | 67.6521 | 26.6801 | Tu4 | 1.1972 | 119.72 | 54.8226
WULF_14_L4 | 14 | 42 | 30-40 | 644260.4016 | 5766476.3924 | 5.9631 | 72.6045 | 21.4324 | Ut4 | 0.9775 | 97.75 | 63.1132
WULF_14_L5 | 14 | 43 | 40-50 | 644260.4016 | 5766476.3924 | 4.8505 | 67.4449 | 27.7046 | Tu4 | 1.1753 | 117.53 | 55.6491
WULF_15_L1 | 15 | 44 | 0-5 | 644295.3025 | 5766440.7029 | 7.0864 | 66.592 | 26.3216 | Tu4 | 1.0249 | 102.49 | 61.3245
WULF_15_L2 | 15 | 45 | 10-20 | 644295.3025 | 5766440.7029 | 6.6139 | 65.7765 | 27.6095 | Tu4 | 1.0154 | 101.54 | 61.683
WULF_15_L3 | 15 | 46 | 20-30 | 644295.3025 | 5766440.7029 | 5.8974 | 70.7913 | 23.3113 | Ut4 | 1.4379 | 143.79 | 45.7396
WULF_16_L1 | 16 | 47 | 5-10 | 644292.5462 | 5766431.0903 | 8.2315 | 90.6184 | 1.15 | Uu | 1.1544 | 115.44 | 56.4377
WULF_16_L2 | 16 | 48 | 10-20 | 644292.5462 | 5766431.0903 | 5.9443 | 89.7904 | 4.2654 | Uu | 1.0759 | 107.59 | 59.4
WULF_16_L3 | 16 | 49 | 30-40 | 644292.5462 | 5766431.0903 | 6.1874 | 67.5547 | 26.2579 | Tu4 | 1.6222 | 162.22 | 38.7849
WULF_19_L1 | 19 | 56 | 0-10 | 644343.5096 | 5766515.1235 | 12.9753 | 59.9349 | 27.0898 | Lu | 1.1364 | 113.64 | 57.117
WULF_19_L2 | 19 | 57 | 10-20 | 644343.5096 | 5766515.1235 | 13.8474 | 62.8719 | 23.2807 | Lu | 0.9273 | 92.73 | 65.0075
WULF_19_L3 | 19 | 58 | 20-30 | 644343.5096 | 5766515.1235 | 16.9123 | 70.0624 | 13.0252 | Ut3 | 1.1098 | 110.98 | 58.1208
WULF_20_L1 | 20 | 59 | 0-10 | 644287.3134 | 5766520.0224 | 8.3013 | 60.2884 | 31.4103 | Tu3 | 0.8625 | 86.25 | 67.4528
WULF_20_L2 | 20 | 60 | 15-25 | 644287.3134 | 5766520.0224 | 7.6622 | 85.9232 | 6.4145 | Tu4 | 0.8719 | 87.19 | 67.0981
WULF_20_L3 | 20 | 61 | 25-35 | 644287.3134 | 5766520.0224 | 9.6104 | 83.0519 | 7.3378 | Uu | 0.6096 | 60.96 | 76.9962
WULF_20_L4 | 20 | 62 | 35-50 | 644287.3134 | 5766520.0224 | 11.202 | 73.7195 | 15.0785 | Ut3 | 1.2894 | 128.94 | 51.3434
WULF_21_L1 | 21 | 63 | 0-10 | 644342.5973 | 5766431.9438 | 7.4619 | 65.5354 | 27.0026 | Tu4 | 1.1421 | 114.21 | 56.9019
WULF_21_L2 | 21 | 64 | 10-20 | 644342.5973 | 5766431.9438 | 7.3397 | 63.0139 | 29.6464 | Lu | 1.1192 | 111.92 | 57.766
WULF_21_L3 | 21 | 65 | 20-40 | 644342.5973 | 5766431.9438 | 3.8427 | 68.8162 | 27.3411 | Tu4 | 1.0646 | 106.46 | 59.8264
WULF_22_L1 | 22 | 66 | 0-10 | 644352.5238 | 5766427.9171 | 7.8094 | 64.7459 | 27.4446 | Lu | 1.2076 | 120.76 | 54.4302
WULF_22_L2 | 22 | 67 | 10-20 | 644352.5238 | 5766427.9171 | 8.1827 | 67.432 | 24.3853 | Ut4 | 0.9206 | 92.06 | 65.2604
WULF_22_L3 | 22 | 68 | 20-40 | 644352.5238 | 5766427.9171 | 5.3245 | 68.3822 | 26.2933 | Tu4 | 1.127 | 112.7 | 57.4717
WULF_23_L1 | 23 | 69 | 0-10 | 644302.8808 | 5766371.6842 | 6.2439 | 64.1132 | 29.6429 | Lu | 1.0605 | 106.05 | 59.9811
WULF_23_L2 | 23 | 70 | 10-20 | 644302.8808 | 5766371.6842 | 6.0694 | 64.856 | 29.0746 | Lu | 1.0624 | 106.24 | 59.9094
WULF_24_L1 | 24 | 72 | 0-10 | 644299.4606 | 5766362.2873 | 7.4154 | 67.3119 | 25.2727 | Tu4 | 1.098 | 109.8 | 58.566
WULF_24_L2 | 24 | 73 | 10-20 | 644299.4606 | 5766362.2873 | 7.4 | 66.2532 | 26.3469 | Tu4 | 1.1176 | 111.76 | 57.8264

## EL soil
Sample Name | Sample ID | Depth | UTM 32 N WGS 84 |  | S in % | U in % | T in % | Texture class (KA 5) | Bulk density | Porosity | Porosity= ((1-(Bulk Density/2,65))*100)
|  |  | X | Y |  |  |  |  | g/cm3 | %
EL_A_0-10 | 10 | 0-10 | -9999 | -9999 | -9999 | -9999 | -9999 | Boden | 1.426 | 46.1887
EL_A_10-20 | 13 | 10-20 | -9999 | -9999 | -9999 | -9999 | -9999 | Boden | 1.5052 | 43.2
EL_A_20-30 | 17 | 20-30 | -9999 | -9999 | -9999 | -9999 | -9999 | Boden | 1.5696 | 40.7698

## HE soil
Sample Name | Sample ID | Depth | UTM 32 N WGS 84 |  | S in % | U in % | T in % | Texture class (KA 5) | Bulk density | Porosity | Porosity= ((1-(Bulk Density/2,65))*100)
|  |  | X | Y |  |  |  |  | g/cm3 | %
HE_A_0-10 | 1 | 0-10 | -9999 | -9999 | -9999 | -9999 | -9999 | Boden | 1.2836 | 51.5623
HE_A_10-20 | 4 | 10-20 | -9999 | -9999 | -9999 | -9999 | -9999 | Boden | 1.2631 | 52.3358
HE_A_20-30 | 7 | 20-30 | -9999 | -9999 | -9999 | -9999 | -9999 | Boden | 1.4731 | 44.4113

## HD soil
Sample Name | Sample ID | Depth | UTM 32 N WGS 84 |  | S in % | U in % | T in % | Texture class (KA 5) | Bulk density | Porosity | Porosity= ((1-(Bulk Density/2,65))*100)
|  |  | X | Y |  |  |  |  | g/cm3 | %
HD_0-30 | 1 | 0-30 | 649487.0 | 5763425.0 | 6.174 | 71.4243 | 22.4017 | Ut | 1.3885 | 47.6021
HD_30-60 | 2 | 30-60 | 649487.0 | 5763425.0 | 4.7999 | 69.9327 | 25.2674 | Ut | 1.4466 | 45.4113